## Instruction
Title | COBie
Version | 2
Release | 4
Status | IFC2x3
Region | en-UK
Purpose |  | This COBie spreadsheet is an example file that comes with the COBie Extension 1.0
Outline |  | Individual worksheets are organized by project phase as shown below
All Phases | Sheet | Contents
| Contact | People and Companies
Early Design Worksheets | Sheet | Contents
| Facility | Project, Site, and Facility
| Floor | Vertical levels and exterior areas
| Space | Spaces
| Zone | Sets of spaces sharing a specific attribute
| Type | Types of equipment, products, and materials
Detailed Design Worksheets | Sheet | Contents
| Component | Individually named or schedule items
| System | Sets of components providing a service
| Assembly | Constituents for Types, Components and others
| Connection | Logical connections between components
| Impact | Economic, Environmental and Social Impacts at various stages in the life cycle
Construction Worksheets | Sheet | Contents
NOTE: Submittals and approvals added on 'Documents' worksheet
NOTE: Manufacturer and model added on 'Type' worksheet
NOTE: Serial and tag added on 'Component' worksheet
Operations and Maintenance Worksheets | Sheet | Contents
| Spare | Onsite and replacement parts
| Resource | Required materials, tools, and training
| Job | PM, Safety, and other job plans
NOTE: Warranty information added on 'Type' worksheet
All Phases | Sheet | Contents
| Document | All applicable document references
| Attribute | Properties of referenced item
| Coordinate | Spatial locations in box, line, or point format
| Issue | Other issues remaining at handover.
Legend
| Text | Required
| Text | Reference to other sheet or pick list
| Text | External reference
| Text | If specified as required
| Text | Secondary information when preparing product data
| Text | Regional, owner, or product-specific data
| Text | Not used
Notes
NOTE: Regional, owner, or product specific data may be added as new columns to the right of standard template columns.
NOTE: Regional classification codes may be substituted for the specifiable picklists used in the United States.
Copyright | USACE ERDC | (c) 2006-2013

## Contact
Email | CreatedBy | CreatedOn | Category | Company | Phone | ExtSystem | ExtObject | ExtIdentifier | Department | OrganizationCode | GivenName | FamilyName | Street | PostalBox | Town | StateRegion | PostalCode | Country
raido.puust@tut.ee | raido.puust@tut.ee | 2023-12-04T21:28:07 | AA : Eramu | TalTech | 62012345 | Autodesk Revit 2024, Build: 24.2.0.63 | IfcPersonAndOrganization | 7639a37d-b8f4-4b3d-8f13-b8faee7f8f2a | n/a | n/a | Raido | Puust | n/a | n/a | n/a | n/a | n/a | n/a

## Facility
Name | CreatedBy | CreatedOn | Category | ProjectName | SiteName | LinearUnits | AreaUnits | VolumeUnits | CurrencyUnit | AreaMeasurement | ExternalSystem | ExternalProjectObject | ExternalProjectIdentifier | ExternalSiteObject | ExternalSiteIdentifier | ExternalFacilityObject | ExternalFacilityIdentifier | Description | ProjectDescription | SiteDescription | Phase
AA11 : Ühekordne ühepereelamu | raido.puust@tut.ee | 2024-04-17T20:53:53 | AA | AA1101 | A1101 | Millimeters | Square meters | Cubic meters | € | Revit default area calculation method | Autodesk Revit 2024, Build: 24.2.0.63 | IfcProject | 1tc_uZwCz33x7stvLuIAqh | IfcSite | 1tc_uZwCz33x7stvLuIAqf | IfcBuilding | 1tc_uZwCz33x7stvLuIAqg | Eramu | Ühekordne ühepereelamu | Piirkond ühepereelamutele | n/a

## Floor
Name | CreatedBy | CreatedOn | Category | ExtSystem | ExtObject | ExtIdentifier | Description | Elevation | Height
01 Korrus | raido.puust@tut.ee | 2024-04-17T20:53:53 | Floor | Autodesk Revit 2024, Build: 24.2.0.63 | IfcBuildingStorey | 10 | n/a | 0 | n/a
02 Katus | raido.puust@tut.ee | 2024-04-17T20:53:53 | Floor | Autodesk Revit 2024, Build: 24.2.0.63 | IfcBuildingStorey | 20 | n/a | 3000 | n/a
-01 Sokkel | raido.puust@tut.ee | 2024-04-17T20:53:53 | Floor | Autodesk Revit 2024, Build: 24.2.0.63 | IfcBuildingStorey | 01 | n/a | -1200 | n/a
00 Maapind | raido.puust@tut.ee | 2024-04-17T20:53:53 | Floor | Autodesk Revit 2024, Build: 24.2.0.63 | IfcBuildingStorey | 00 | n/a | -400 | n/a

## Space
Name | CreatedBy | CreatedOn | Category | FloorName | Description | ExtSystem | ExtObject | ExtIdentifier | RoomTag | UsableHeight | GrossArea | NetArea
106 - Magamistuba | raido.puust@tut.ee | 2024-04-17T20:53:53 | AAA10 | 01 Korrus | Magamistuba | Autodesk Revit 2024, Build: 24.2.0.63 | IfcSpace | <CS>AAA1003 | n/a | n/a | 14.0495 | 14.0495
103 - Magamistuba | raido.puust@tut.ee | 2024-04-17T20:53:53 | AAA10 | 01 Korrus | Magamistuba | Autodesk Revit 2024, Build: 24.2.0.63 | IfcSpace | <CS>AAA1001 | n/a | n/a | 20.2878 | 20.2878
107 - Kabinet | raido.puust@tut.ee | 2024-04-17T20:53:53 | BAA10 | 01 Korrus | Kabinet | Autodesk Revit 2024, Build: 24.2.0.63 | IfcSpace | <CS>BAA1001 | n/a | n/a | 12.3929 | 12.3929
105 - Magamistuba | raido.puust@tut.ee | 2024-04-17T20:53:53 | AAA10 | 01 Korrus | Magamistuba | Autodesk Revit 2024, Build: 24.2.0.63 | IfcSpace | <CS>AAA1002 | n/a | n/a | 13.4002 | 13.4002
112 - Saun | raido.puust@tut.ee | 2024-04-17T20:53:53 | ABF10 | 01 Korrus | Saun | Autodesk Revit 2024, Build: 24.2.0.63 | IfcSpace | <CS>ABF1001 | n/a | n/a | 5.1238 | 5.1238
109 - Tehnoruum | raido.puust@tut.ee | 2024-04-17T20:53:53 | DAD20 | 01 Korrus | Tehnoruum | Autodesk Revit 2024, Build: 24.2.0.63 | IfcSpace | <CS>DAD2001 | n/a | n/a | 3.8479 | 3.8479
108 - Majapidamisruum | raido.puust@tut.ee | 2024-04-17T20:53:53 | BAG10 | 01 Korrus | Majapidamisruum | Autodesk Revit 2024, Build: 24.2.0.63 | IfcSpace | <CS>BAG1001 | n/a | n/a | 5.5294 | 5.5294
111 - Dušširuum | raido.puust@tut.ee | 2024-04-17T20:53:53 | ABE10 | 01 Korrus | Dušširuum | Autodesk Revit 2024, Build: 24.2.0.63 | IfcSpace | <CS>ABE1001 | n/a | n/a | 4.4417 | 4.4417
110 - Puhkeruum | raido.puust@tut.ee | 2024-04-17T20:53:53 | AAC10 | 01 Korrus | Puhkeruum | Autodesk Revit 2024, Build: 24.2.0.63 | IfcSpace | <CS>AAC1001 | n/a | n/a | 12.416 | 12.416
102 - Vannituba | raido.puust@tut.ee | 2024-04-17T20:53:53 | ABA10 | 01 Korrus | Vannituba | Autodesk Revit 2024, Build: 24.2.0.63 | IfcSpace | <CS>ABA1002 | n/a | n/a | 3.8311 | 3.8311
104 - Vannituba | raido.puust@tut.ee | 2024-04-17T20:53:53 | ABA10 | 01 Korrus | Vannituba | Autodesk Revit 2024, Build: 24.2.0.63 | IfcSpace | <CS>ABA1001 | n/a | n/a | 6.6533 | 6.6533
113 - Elutuba | raido.puust@tut.ee | 2024-04-17T20:53:53 | AAB10 | 01 Korrus | Elutuba | Autodesk Revit 2024, Build: 24.2.0.63 | IfcSpace | <CS>AAB1001 | n/a | n/a | 58.616 | 58.616
101 - Koridor | raido.puust@tut.ee | 2024-04-17T20:53:53 | EAC10 | 01 Korrus | Koridor | Autodesk Revit 2024, Build: 24.2.0.63 | IfcSpace | <CS>EAC1001 | n/a | n/a | 36.4564 | 36.4564

## Zone
Name | CreatedBy | CreatedOn | Category | SpaceNames | ExtSystem | ExtObject | ExtIdentifier | Description
01 Korrus | raido.puust@tut.ee | 2024-04-17T19:40:48 | Occupancy Zone | 101 - Koridor | Autodesk Revit 2024, Build: 24.2.0.63 | IfcZone | 9c817a37-943f-40fa-b4e9-740224f93f1f | Esimene korrus
01 Korrus | raido.puust@tut.ee | 2024-04-17T19:40:48 | Occupancy Zone | 102 - Vannituba | Autodesk Revit 2024, Build: 24.2.0.63 | IfcZone | 9c817a37-943f-40fa-b4e9-740224f93f1f | Esimene korrus
01 Korrus | raido.puust@tut.ee | 2024-04-17T19:40:48 | Occupancy Zone | 103 - Magamistuba | Autodesk Revit 2024, Build: 24.2.0.63 | IfcZone | 9c817a37-943f-40fa-b4e9-740224f93f1f | Esimene korrus
01 Korrus | raido.puust@tut.ee | 2024-04-17T19:40:48 | Occupancy Zone | 104 - Vannituba | Autodesk Revit 2024, Build: 24.2.0.63 | IfcZone | 9c817a37-943f-40fa-b4e9-740224f93f1f | Esimene korrus
01 Korrus | raido.puust@tut.ee | 2024-04-17T19:40:48 | Occupancy Zone | 105 - Magamistuba | Autodesk Revit 2024, Build: 24.2.0.63 | IfcZone | 9c817a37-943f-40fa-b4e9-740224f93f1f | Esimene korrus
01 Korrus | raido.puust@tut.ee | 2024-04-17T19:40:48 | Occupancy Zone | 106 - Magamistuba | Autodesk Revit 2024, Build: 24.2.0.63 | IfcZone | 9c817a37-943f-40fa-b4e9-740224f93f1f | Esimene korrus
01 Korrus | raido.puust@tut.ee | 2024-04-17T19:40:48 | Occupancy Zone | 107 - Kabinet | Autodesk Revit 2024, Build: 24.2.0.63 | IfcZone | 9c817a37-943f-40fa-b4e9-740224f93f1f | Esimene korrus
01 Korrus | raido.puust@tut.ee | 2024-04-17T19:40:48 | Occupancy Zone | 108 - Majapidamisruum | Autodesk Revit 2024, Build: 24.2.0.63 | IfcZone | 9c817a37-943f-40fa-b4e9-740224f93f1f | Esimene korrus
01 Korrus | raido.puust@tut.ee | 2024-04-17T19:40:48 | Occupancy Zone | 109 - Tehnoruum | Autodesk Revit 2024, Build: 24.2.0.63 | IfcZone | 9c817a37-943f-40fa-b4e9-740224f93f1f | Esimene korrus
01 Korrus | raido.puust@tut.ee | 2024-04-17T19:40:48 | Occupancy Zone | 110 - Puhkeruum | Autodesk Revit 2024, Build: 24.2.0.63 | IfcZone | 9c817a37-943f-40fa-b4e9-740224f93f1f | Esimene korrus
01 Korrus | raido.puust@tut.ee | 2024-04-17T19:40:48 | Occupancy Zone | 111 - Dušširuum | Autodesk Revit 2024, Build: 24.2.0.63 | IfcZone | 9c817a37-943f-40fa-b4e9-740224f93f1f | Esimene korrus
01 Korrus | raido.puust@tut.ee | 2024-04-17T19:40:48 | Occupancy Zone | 112 - Saun | Autodesk Revit 2024, Build: 24.2.0.63 | IfcZone | 9c817a37-943f-40fa-b4e9-740224f93f1f | Esimene korrus
01 Korrus | raido.puust@tut.ee | 2024-04-17T19:40:48 | Occupancy Zone | 113 - Elutuba | Autodesk Revit 2024, Build: 24.2.0.63 | IfcZone | 9c817a37-943f-40fa-b4e9-740224f93f1f | Esimene korrus

## Type
Name | CreatedBy | CreatedOn | Category | Description | AssetType | Manufacturer | ModelNumber | WarrantyGuarantorParts | WarrantyDurationParts | WarrantyGuarantorLabor | WarrantyDurationLabor | WarrantyDurationUnit | ExtSystem | ExtObject | ExtIdentifier | ReplacementCost | ExpectedLife | DurationUnit | WarrantyDescription | NominalLength | NominalWidth | NominalHeight | ModelReference | Shape | Size | Color | Finish | Grade | Material | Constituents | Features | AccessibilityPerformance | CodePerformance | SustainabilityPerformance | Area | Length
QQC10 : Välisuks | raido.puust@tut.ee | 2024-04-17T20:53:53 | QQC10 | Välisuks | QQC10 | JELD-WEN | QQC10 | n/a | n/a | n/a | n/a | n/a | Autodesk Revit 2024, Build: 24.2.0.63 | IfcDoor | QQC10 | n/a | n/a | n/a | n/a | n/a | n/a | n/a | n/a | n/a | n/a | n/a | n/a | n/a | n/a | n/a | n/a | n/a | n/a | n/a | n/a | n/a
QQC30 : Siseuks | raido.puust@tut.ee | 2024-04-17T20:53:53 | QQC30 | Siseuks | QQC30 | n/a | QQC30 | n/a | n/a | n/a | n/a | n/a | Autodesk Revit 2024, Build: 24.2.0.63 | IfcDoor | QQC30 | n/a | n/a | n/a | n/a | n/a | n/a | n/a | n/a | n/a | n/a | n/a | n/a | n/a | n/a | n/a | n/a | n/a | n/a | n/a | n/a | n/a
QQC10 : Välisuks | raido.puust@tut.ee | 2024-04-17T20:53:53 | QQC10 | Välisuks | QQC10 | n/a | QQC10 | n/a | n/a | n/a | n/a | n/a | Autodesk Revit 2024, Build: 24.2.0.63 | IfcDoor | QQC10 | n/a | n/a | n/a | n/a | n/a | n/a | n/a | n/a | n/a | n/a | n/a | n/a | n/a | n/a | n/a | n/a | n/a | n/a | n/a | n/a | n/a
QQC10 : Välisuks | raido.puust@tut.ee | 2024-04-17T20:53:53 | QQC10 | Välisuks | QQC10 | JELD-WEN | QQC10 | n/a | n/a | n/a | n/a | n/a | Autodesk Revit 2024, Build: 24.2.0.63 | IfcDoor | QQC10 | n/a | n/a | n/a | n/a | n/a | n/a | n/a | n/a | n/a | n/a | n/a | n/a | n/a | n/a | n/a | n/a | n/a | n/a | n/a | n/a | n/a
QQC30 : Siseuks | raido.puust@tut.ee | 2024-04-17T20:53:53 | QQC30 | Siseuks | QQC30 | n/a | QQC30 | n/a | n/a | n/a | n/a | n/a | Autodesk Revit 2024, Build: 24.2.0.63 | IfcDoor | QQC30 | n/a | n/a | n/a | n/a | n/a | n/a | n/a | n/a | n/a | n/a | n/a | n/a | n/a | n/a | n/a | n/a | n/a | n/a | n/a | n/a | n/a
AB10 : Plaatvundamendi ehitus | raido.puust@tut.ee | 2024-04-17T20:53:53 | AB10 | Plaatvundamendi ehitus | AB10 | n/a | AB10 | n/a | n/a | n/a | n/a | n/a | Autodesk Revit 2024, Build: 24.2.0.63 | IfcSlab | AB10 | n/a | n/a | n/a | n/a | n/a | n/a | n/a | n/a | n/a | n/a | n/a | n/a | n/a | n/a | n/a | n/a | n/a | n/a | n/a | n/a | n/a
AC30 : Plaadikonstruktsioon sõrestik-keskosaga | raido.puust@tut.ee | 2024-04-17T20:53:53 | AC30 | Plaadikonstruktsioon sõrestik-keskosaga | AC30 | n/a | AC30 | n/a | n/a | n/a | n/a | n/a | Autodesk Revit 2024, Build: 24.2.0.63 | IfcSlab | AC30 | n/a | n/a | n/a | n/a | n/a | n/a | n/a | n/a | n/a | n/a | n/a | n/a | n/a | n/a | n/a | n/a | n/a | n/a | n/a | n/a | n/a
AC30 : Plaadikonstruktsioon sõrestik-keskosaga | raido.puust@tut.ee | 2024-04-17T20:53:53 | AC30 | Plaadikonstruktsioon sõrestik-keskosaga | AC30 | Thermory | AC30 | n/a | n/a | n/a | n/a | n/a | Autodesk Revit 2024, Build: 24.2.0.63 | IfcSlab | AC30 | n/a | n/a | n/a | n/a | n/a | n/a | n/a | n/a | n/a | n/a | n/a | n/a | n/a | n/a | n/a | n/a | n/a | n/a | n/a | n/a | n/a
AA10 : Sillutussüsteem | raido.puust@tut.ee | 2024-04-17T20:53:53 | AA10 | Sillutussüsteem | AA10 | Thermory | AA10 | n/a | n/a | n/a | n/a | n/a | Autodesk Revit 2024, Build: 24.2.0.63 | IfcSlab | AA10 | n/a | n/a | n/a | n/a | n/a | n/a | n/a | n/a | n/a | n/a | n/a | n/a | n/a | n/a | n/a | n/a | n/a | n/a | n/a | n/a | n/a
AE30 : Sõrestikul baseeruv katusesüsteem | raido.puust@tut.ee | 2024-04-17T20:53:53 | AE30 | Sõrestikul baseeruv katusesüsteem | AE30 | n/a | AE30 | n/a | n/a | n/a | n/a | n/a | Autodesk Revit 2024, Build: 24.2.0.63 | IfcRoof | AE30 | n/a | n/a | n/a | n/a | n/a | n/a | n/a | n/a | n/a | n/a | n/a | n/a | n/a | n/a | n/a | n/a | n/a | n/a | n/a | n/a | n/a
BB30 : Sokli vundamendi konstruktsioon | raido.puust@tut.ee | 2024-04-17T20:53:53 | BB30 | Sokli vundamendi konstruktsioon | BB30 | n/a | BB30 | n/a | n/a | n/a | n/a | n/a | Autodesk Revit 2024, Build: 24.2.0.63 | IfcWall | BB30 | n/a | n/a | n/a | n/a | n/a | n/a | n/a | n/a | n/a | n/a | n/a | n/a | n/a | n/a | n/a | n/a | n/a | n/a | n/a | n/a | n/a
AB20 : Seina vundamendi ehitus | raido.puust@tut.ee | 2024-04-17T20:53:53 | AB20 | Seina vundamendi ehitus | AB20 | n/a | AB20 | n/a | n/a | n/a | n/a | n/a | Autodesk Revit 2024, Build: 24.2.0.63 | IfcWall | AB20 | n/a | n/a | n/a | n/a | n/a | n/a | n/a | n/a | n/a | n/a | n/a | n/a | n/a | n/a | n/a | n/a | n/a | n/a | n/a | n/a | n/a
AD50 : Müürisüdamikuga seinakonstruktsioon | raido.puust@tut.ee | 2024-04-17T20:53:53 | AD50 | Müürisüdamikuga seinakonstruktsioon | AD50 | n/a | AD50 | n/a | n/a | n/a | n/a | n/a | Autodesk Revit 2024, Build: 24.2.0.63 | IfcWall | AD50 | n/a | n/a | n/a | n/a | n/a | n/a | n/a | n/a | n/a | n/a | n/a | n/a | n/a | n/a | n/a | n/a | n/a | n/a | n/a | n/a | n/a
AD50 : Müürisüdamikuga seinakonstruktsioon | raido.puust@tut.ee | 2024-04-17T20:53:53 | AD50 | Müürisüdamikuga seinakonstruktsioon | AD50 | n/a | AD50 | n/a | n/a | n/a | n/a | n/a | Autodesk Revit 2024, Build: 24.2.0.63 | IfcWall | AD50 | n/a | n/a | n/a | n/a | n/a | n/a | n/a | n/a | n/a | n/a | n/a | n/a | n/a | n/a | n/a | n/a | n/a | n/a | n/a | n/a | n/a
AD50 : Müürisüdamikuga seinakonstruktsioon | raido.puust@tut.ee | 2024-04-17T20:53:53 | AD50 | Müürisüdamikuga seinakonstruktsioon | AD50 | n/a | AD50 | n/a | n/a | n/a | n/a | n/a | Autodesk Revit 2024, Build: 24.2.0.63 | IfcWall | AD50 | n/a | n/a | n/a | n/a | n/a | n/a | n/a | n/a | n/a | n/a | n/a | n/a | n/a | n/a | n/a | n/a | n/a | n/a | n/a | n/a | n/a
AD50 : Müürisüdamikuga seinakonstruktsioon | raido.puust@tut.ee | 2024-04-17T20:53:53 | AD50 | Müürisüdamikuga seinakonstruktsioon | AD50 | n/a | AD50 | n/a | n/a | n/a | n/a | n/a | Autodesk Revit 2024, Build: 24.2.0.63 | IfcWall | AD50 | n/a | n/a | n/a | n/a | n/a | n/a | n/a | n/a | n/a | n/a | n/a | n/a | n/a | n/a | n/a | n/a | n/a | n/a | n/a | n/a | n/a
AD50 : Müürisüdamikuga seinakonstruktsioon | raido.puust@tut.ee | 2024-04-17T20:53:53 | AD50 | Müürisüdamikuga seinakonstruktsioon | AD50 | n/a | AD50 | n/a | n/a | n/a | n/a | n/a | Autodesk Revit 2024, Build: 24.2.0.63 | IfcWall | AD50 | n/a | n/a | n/a | n/a | n/a | n/a | n/a | n/a | n/a | n/a | n/a | n/a | n/a | n/a | n/a | n/a | n/a | n/a | n/a | n/a | n/a
AD50 : Müürisüdamikuga seinakonstruktsioon | raido.puust@tut.ee | 2024-04-17T20:53:53 | AD50 | Müürisüdamikuga seinakonstruktsioon | AD50 | n/a | AD50 | n/a | n/a | n/a | n/a | n/a | Autodesk Revit 2024, Build: 24.2.0.63 | IfcWall | AD50 | n/a | n/a | n/a | n/a | n/a | n/a | n/a | n/a | n/a | n/a | n/a | n/a | n/a | n/a | n/a | n/a | n/a | n/a | n/a | n/a | n/a
AD50 : Müürisüdamikuga seinakonstruktsioon | raido.puust@tut.ee | 2024-04-17T20:53:53 | AD50 | Müürisüdamikuga seinakonstruktsioon | AD50 | n/a | AD50 | n/a | n/a | n/a | n/a | n/a | Autodesk Revit 2024, Build: 24.2.0.63 | IfcWall | AD50 | n/a | n/a | n/a | n/a | n/a | n/a | n/a | n/a | n/a | n/a | n/a | n/a | n/a | n/a | n/a | n/a | n/a | n/a | n/a | n/a | n/a
AD50 : Müürisüdamikuga seinakonstruktsioon | raido.puust@tut.ee | 2024-04-17T20:53:53 | AD50 | Müürisüdamikuga seinakonstruktsioon | AD50 | n/a | AD50 | n/a | n/a | n/a | n/a | n/a | Autodesk Revit 2024, Build: 24.2.0.63 | IfcWall | AD50 | n/a | n/a | n/a | n/a | n/a | n/a | n/a | n/a | n/a | n/a | n/a | n/a | n/a | n/a | n/a | n/a | n/a | n/a | n/a | n/a | n/a
QQA60 : Voldikaken | raido.puust@tut.ee | 2024-04-17T20:53:53 | QQA60 | Voldikaken | QQA60 | Schueco International KG | QQA60 | n/a | n/a | n/a | n/a | n/a | Autodesk Revit 2024, Build: 24.2.0.63 | IfcWindow | QQA60 | n/a | n/a | n/a | n/a | n/a | n/a | n/a | n/a | n/a | n/a | n/a | n/a | n/a | n/a | n/a | n/a | n/a | n/a | n/a | n/a | n/a
QQA60 : Voldikaken | raido.puust@tut.ee | 2024-04-17T20:53:53 | QQA60 | Voldikaken | QQA60 | Schueco International KG | QQA60 | n/a | n/a | n/a | n/a | n/a | Autodesk Revit 2024, Build: 24.2.0.63 | IfcWindow | QQA60 | n/a | n/a | n/a | n/a | n/a | n/a | n/a | n/a | n/a | n/a | n/a | n/a | n/a | n/a | n/a | n/a | n/a | n/a | n/a | n/a | n/a
QQA40 : Pöördaken | raido.puust@tut.ee | 2024-04-17T20:53:53 | QQA40 | Pöördaken | QQA40 | Schueco International KG | QQA40 | n/a | n/a | n/a | n/a | n/a | Autodesk Revit 2024, Build: 24.2.0.63 | IfcWindow | QQA40 | n/a | n/a | n/a | n/a | n/a | n/a | n/a | n/a | n/a | n/a | n/a | n/a | n/a | n/a | n/a | n/a | n/a | n/a | n/a | n/a | n/a
QQA40 : Pöördaken | raido.puust@tut.ee | 2024-04-17T20:53:53 | QQA40 | Pöördaken | QQA40 | ALUPROF SA | QQA40 | n/a | n/a | n/a | n/a | n/a | Autodesk Revit 2024, Build: 24.2.0.63 | IfcWindowType | QQA40 | n/a | n/a | n/a | n/a | n/a | n/a | n/a | n/a | n/a | n/a | n/a | n/a | n/a | n/a | n/a | n/a | n/a | n/a | n/a | n/a | n/a
QQA40 : Pöördaken | raido.puust@tut.ee | 2024-04-17T20:53:53 | QQA40 | Pöördaken | QQA40 | Schueco International KG | QQA40 | n/a | n/a | n/a | n/a | n/a | Autodesk Revit 2024, Build: 24.2.0.63 | IfcWindow | QQA40 | n/a | n/a | n/a | n/a | n/a | n/a | n/a | n/a | n/a | n/a | n/a | n/a | n/a | n/a | n/a | n/a | n/a | n/a | n/a | n/a | n/a

## Component
Name | CreatedBy | CreatedOn | TypeName | Space | Description | ExtSystem | ExtObject | ExtIdentifier | SerialNumber | InstallationDate | WarrantyStartDate | TagNumber | BarCode | AssetIdentifier | Area | Length
B1010/AD5001/QQC01 | raido.puust@tut.ee | 2024-04-17T20:53:53 | QQC10 : Välisuks | ,101 - Koridor | Seinasüsteem/Välisuks | Autodesk Revit 2024, Build: 24.2.0.63 | IfcDoor | B1010.AD5001.QQC01%QQC10 | n/a | n/a | n/a | n/a | n/a | B1010.AD5001.QQC01%QQC10 | n/a | n/a
B2010/AD5011/QQC01 | raido.puust@tut.ee | 2024-04-17T20:53:53 | QQC30 : Siseuks | 102 - Vannituba,101 - Koridor | Seinasüsteem/Siseuks | Autodesk Revit 2024, Build: 24.2.0.63 | IfcDoor | B2010.AD5011.QQC01%QQC30 | n/a | n/a | n/a | n/a | n/a | B2010.AD5011.QQC01%QQC30 | n/a | n/a
B2010/AD5009/QQC02 | raido.puust@tut.ee | 2024-04-17T20:53:53 | QQC30 : Siseuks | 103 - Magamistuba,101 - Koridor | Seinasüsteem/Siseuks | Autodesk Revit 2024, Build: 24.2.0.63 | IfcDoor | B2010.AD5009.QQC02%QQC30 | n/a | n/a | n/a | n/a | n/a | B2010.AD5009.QQC02%QQC30 | n/a | n/a
B2010/AD5006/QQC03 | raido.puust@tut.ee | 2024-04-17T20:53:53 | QQC30 : Siseuks | 104 - Vannituba,103 - Magamistuba | Seinasüsteem/Siseuks | Autodesk Revit 2024, Build: 24.2.0.63 | IfcDoor | B2010.AD5006.QQC03%QQC30 | n/a | n/a | n/a | n/a | n/a | B2010.AD5006.QQC03%QQC30 | n/a | n/a
B2010/AD5002/QQC06 | raido.puust@tut.ee | 2024-04-17T20:53:53 | QQC30 : Siseuks | 107 - Kabinet,101 - Koridor | Seinasüsteem/Siseuks | Autodesk Revit 2024, Build: 24.2.0.63 | IfcDoor | B2010.AD5002.QQC06%QQC30 | n/a | n/a | n/a | n/a | n/a | B2010.AD5002.QQC06%QQC30 | n/a | n/a
B1010/AD5007/QQC03 | raido.puust@tut.ee | 2024-04-17T20:53:53 | QQC10 : Välisuks | ,103 - Magamistuba | Seinasüsteem/Välisuks | Autodesk Revit 2024, Build: 24.2.0.63 | IfcDoor | B1010.AD5007.QQC03%QQC10 | n/a | n/a | n/a | n/a | n/a | B1010.AD5007.QQC03%QQC10 | n/a | n/a
B2010/AD5002/QQC05 | raido.puust@tut.ee | 2024-04-17T20:53:53 | QQC30 : Siseuks | 106 - Magamistuba,101 - Koridor | Seinasüsteem/Siseuks | Autodesk Revit 2024, Build: 24.2.0.63 | IfcDoor | B2010.AD5002.QQC05%QQC30 | n/a | n/a | n/a | n/a | n/a | B2010.AD5002.QQC05%QQC30 | n/a | n/a
B2010/AD5002/QQC04 | raido.puust@tut.ee | 2024-04-17T20:53:53 | QQC30 : Siseuks | 105 - Magamistuba,101 - Koridor | Seinasüsteem/Siseuks | Autodesk Revit 2024, Build: 24.2.0.63 | IfcDoor | B2010.AD5002.QQC04%QQC30 | n/a | n/a | n/a | n/a | n/a | B2010.AD5002.QQC04%QQC30 | n/a | n/a
B2010/AD5013/QQC07 | raido.puust@tut.ee | 2024-04-17T20:53:53 | QQC30 : Siseuks | 108 - Majapidamisruum,101 - Koridor | Seinasüsteem/Siseuks | Autodesk Revit 2024, Build: 24.2.0.63 | IfcDoor | B2010.AD5013.QQC07%QQC30 | n/a | n/a | n/a | n/a | n/a | B2010.AD5013.QQC07%QQC30 | n/a | n/a
B2010/AD5022/QQC10 | raido.puust@tut.ee | 2024-04-17T20:53:53 | QQC30 : Siseuks | 111 - Dušširuum,112 - Saun | Seinasüsteem/Siseuks | Autodesk Revit 2024, Build: 24.2.0.63 | IfcDoor | B2010.AD5022.QQC10%QQC30 | n/a | n/a | n/a | n/a | n/a | B2010.AD5022.QQC10%QQC30 | n/a | n/a
B2010/AD5023/QQC09 | raido.puust@tut.ee | 2024-04-17T20:53:53 | QQC30 : Siseuks | 111 - Dušširuum,110 - Puhkeruum | Seinasüsteem/Siseuks | Autodesk Revit 2024, Build: 24.2.0.63 | IfcDoor | B2010.AD5023.QQC09%QQC30 | n/a | n/a | n/a | n/a | n/a | B2010.AD5023.QQC09%QQC30 | n/a | n/a
B2010/AD5016/QQC08 | raido.puust@tut.ee | 2024-04-17T20:53:53 | QQC30 : Siseuks | 110 - Puhkeruum,101 - Koridor | Seinasüsteem/Siseuks | Autodesk Revit 2024, Build: 24.2.0.63 | IfcDoor | B2010.AD5016.QQC08%QQC30 | n/a | n/a | n/a | n/a | n/a | B2010.AD5016.QQC08%QQC30 | n/a | n/a
B1010/AD5015/QQC02 | raido.puust@tut.ee | 2024-04-17T20:53:53 | QQC10 : Välisuks | ,109 - Tehnoruum | Seinasüsteem/Välisuks | Autodesk Revit 2024, Build: 24.2.0.63 | IfcDoor | B1010.AD5015.QQC02%QQC10 | n/a | n/a | n/a | n/a | n/a | B1010.AD5015.QQC02%QQC10 | n/a | n/a
C1010/AB1001/ | raido.puust@tut.ee | 2024-04-17T20:53:53 | AB10 : Plaatvundamendi ehitus | n/a | Vundamendisüsteem/ | Autodesk Revit 2024, Build: 24.2.0.63 | IfcSlab | C1010.AB1001 | n/a | n/a | n/a | n/a | n/a | C1010.AB1001 | n/a | n/a
C1020/AC3001/ | raido.puust@tut.ee | 2024-04-17T20:53:53 | AC30 : Plaadikonstruktsioon sõrestik-keskosaga | n/a | Talasüsteem/ | Autodesk Revit 2024, Build: 24.2.0.63 | IfcSlab | C1020.AC3001 | n/a | n/a | n/a | n/a | n/a | C1020.AC3001 | n/a | n/a
C1010/AC3002/ | raido.puust@tut.ee | 2024-04-17T20:53:53 | AC30 : Plaadikonstruktsioon sõrestik-keskosaga | n/a | Talasüsteem/ | Autodesk Revit 2024, Build: 24.2.0.63 | IfcSlab | C1010.AC3002 | n/a | n/a | n/a | n/a | n/a | C1010.AC3002 | n/a | n/a
C1010/AC3003/ | raido.puust@tut.ee | 2024-04-17T20:53:53 | AC30 : Plaadikonstruktsioon sõrestik-keskosaga | n/a | Talasüsteem/ | Autodesk Revit 2024, Build: 24.2.0.63 | IfcSlab | C1010.AC3003 | n/a | n/a | n/a | n/a | n/a | C1010.AC3003 | n/a | n/a
A5010/AA1001/ | raido.puust@tut.ee | 2024-04-17T20:53:53 | AA10 : Sillutussüsteem | n/a | Katendisüsteem/ | Autodesk Revit 2024, Build: 24.2.0.63 | IfcSlab | A5010.AA1001 | n/a | n/a | n/a | n/a | n/a | A5010.AA1001 | n/a | n/a
A5010/AA1002/ | raido.puust@tut.ee | 2024-04-17T20:53:53 | AA10 : Sillutussüsteem | n/a | Katendisüsteem/ | Autodesk Revit 2024, Build: 24.2.0.63 | IfcSlab | A5010.AA1002 | n/a | n/a | n/a | n/a | n/a | A5010.AA1002 | n/a | n/a
A5010/AA1003/ | raido.puust@tut.ee | 2024-04-17T20:53:53 | AA10 : Sillutussüsteem | n/a | Katendisüsteem/ | Autodesk Revit 2024, Build: 24.2.0.63 | IfcSlab | A5010.AA1003 | n/a | n/a | n/a | n/a | n/a | A5010.AA1003 | n/a | n/a
A5010/AA1004/ | raido.puust@tut.ee | 2024-04-17T20:53:53 | AA10 : Sillutussüsteem | n/a | Katendisüsteem/ | Autodesk Revit 2024, Build: 24.2.0.63 | IfcSlab | A5010.AA1004 | n/a | n/a | n/a | n/a | n/a | A5010.AA1004 | n/a | n/a
D1020/AE3001/ | raido.puust@tut.ee | 2024-04-17T20:53:53 | AE30 : Sõrestikul baseeruv katusesüsteem | n/a | Katusesüsteem/ | Autodesk Revit 2024, Build: 24.2.0.63 | IfcRoof | D1020.AE3001 | n/a | n/a | n/a | n/a | n/a | D1020.AE3001 | n/a | n/a
A2010/AB2008/ | raido.puust@tut.ee | 2024-04-17T20:53:53 | AB20 : Seina vundamendi ehitus | n/a | Vundamendisüsteem/ | Autodesk Revit 2024, Build: 24.2.0.63 | IfcWall | A2010.AB2008 | n/a | n/a | n/a | n/a | n/a | A2010.AB2008 | n/a | n/a
A2010/AB2007/ | raido.puust@tut.ee | 2024-04-17T20:53:53 | AB20 : Seina vundamendi ehitus | n/a | Vundamendisüsteem/ | Autodesk Revit 2024, Build: 24.2.0.63 | IfcWall | A2010.AB2007 | n/a | n/a | n/a | n/a | n/a | A2010.AB2007 | n/a | n/a
A2010/AB2006/ | raido.puust@tut.ee | 2024-04-17T20:53:53 | AB20 : Seina vundamendi ehitus | n/a | Vundamendisüsteem/ | Autodesk Revit 2024, Build: 24.2.0.63 | IfcWall | A2010.AB2006 | n/a | n/a | n/a | n/a | n/a | A2010.AB2006 | n/a | n/a
A2010/AB2005/ | raido.puust@tut.ee | 2024-04-17T20:53:53 | AB20 : Seina vundamendi ehitus | n/a | Vundamendisüsteem/ | Autodesk Revit 2024, Build: 24.2.0.63 | IfcWall | A2010.AB2005 | n/a | n/a | n/a | n/a | n/a | A2010.AB2005 | n/a | n/a
A2010/AB2004/ | raido.puust@tut.ee | 2024-04-17T20:53:53 | AB20 : Seina vundamendi ehitus | n/a | Vundamendisüsteem/ | Autodesk Revit 2024, Build: 24.2.0.63 | IfcWall | A2010.AB2004 | n/a | n/a | n/a | n/a | n/a | A2010.AB2004 | n/a | n/a
A2010/AB2003/ | raido.puust@tut.ee | 2024-04-17T20:53:53 | AB20 : Seina vundamendi ehitus | n/a | Vundamendisüsteem/ | Autodesk Revit 2024, Build: 24.2.0.63 | IfcWall | A2010.AB2003 | n/a | n/a | n/a | n/a | n/a | A2010.AB2003 | n/a | n/a
A2010/AB2002/ | raido.puust@tut.ee | 2024-04-17T20:53:53 | AB20 : Seina vundamendi ehitus | n/a | Vundamendisüsteem/ | Autodesk Revit 2024, Build: 24.2.0.63 | IfcWall | A2010.AB2002 | n/a | n/a | n/a | n/a | n/a | A2010.AB2002 | n/a | n/a
A2010/AB2001/ | raido.puust@tut.ee | 2024-04-17T20:53:53 | AB20 : Seina vundamendi ehitus | n/a | Vundamendisüsteem/ | Autodesk Revit 2024, Build: 24.2.0.63 | IfcWall | A2010.AB2001 | n/a | n/a | n/a | n/a | n/a | A2010.AB2001 | n/a | n/a
B1010/AD5014/ | raido.puust@tut.ee | 2024-04-17T20:53:53 | AD50 : Müürisüdamikuga seinakonstruktsioon | n/a | Seinasüsteem/ | Autodesk Revit 2024, Build: 24.2.0.63 | IfcWall | B1010.AD5014 | n/a | n/a | n/a | n/a | n/a | B1010.AD5014 | n/a | n/a
B1010/AD5010/ | raido.puust@tut.ee | 2024-04-17T20:53:53 | AD50 : Müürisüdamikuga seinakonstruktsioon | n/a | Seinasüsteem/ | Autodesk Revit 2024, Build: 24.2.0.63 | IfcWall | B1010.AD5010 | n/a | n/a | n/a | n/a | n/a | B1010.AD5010 | n/a | n/a
B1010/AD5009/ | raido.puust@tut.ee | 2024-04-17T20:53:53 | AD50 : Müürisüdamikuga seinakonstruktsioon | n/a | Seinasüsteem/ | Autodesk Revit 2024, Build: 24.2.0.63 | IfcWall | B1010.AD5009 | n/a | n/a | n/a | n/a | n/a | B1010.AD5009 | n/a | n/a
B1010/AD5008/ | raido.puust@tut.ee | 2024-04-17T20:53:53 | AD50 : Müürisüdamikuga seinakonstruktsioon | n/a | Seinasüsteem/ | Autodesk Revit 2024, Build: 24.2.0.63 | IfcWall | B1010.AD5008 | n/a | n/a | n/a | n/a | n/a | B1010.AD5008 | n/a | n/a
B1010/AD5005/ | raido.puust@tut.ee | 2024-04-17T20:53:53 | AD50 : Müürisüdamikuga seinakonstruktsioon | n/a | Seinasüsteem/ | Autodesk Revit 2024, Build: 24.2.0.63 | IfcWall | B1010.AD5005 | n/a | n/a | n/a | n/a | n/a | B1010.AD5005 | n/a | n/a
B1010/AD5003/ | raido.puust@tut.ee | 2024-04-17T20:53:53 | AD50 : Müürisüdamikuga seinakonstruktsioon | n/a | Seinasüsteem/ | Autodesk Revit 2024, Build: 24.2.0.63 | IfcWall | B1010.AD5003 | n/a | n/a | n/a | n/a | n/a | B1010.AD5003 | n/a | n/a
B1010/AD5002/ | raido.puust@tut.ee | 2024-04-17T20:53:53 | AD50 : Müürisüdamikuga seinakonstruktsioon | n/a | Seinasüsteem/ | Autodesk Revit 2024, Build: 24.2.0.63 | IfcWall | B1010.AD5002 | n/a | n/a | n/a | n/a | n/a | B1010.AD5002 | n/a | n/a
B1010/AD5001/ | raido.puust@tut.ee | 2024-04-17T20:53:53 | AD50 : Müürisüdamikuga seinakonstruktsioon | n/a | Seinasüsteem/ | Autodesk Revit 2024, Build: 24.2.0.63 | IfcWall | B1010.AD5001 | n/a | n/a | n/a | n/a | n/a | B1010.AD5001 | n/a | n/a
A2001/BB3008/ | raido.puust@tut.ee | 2024-04-17T20:53:53 | BB30 : Sokli vundamendi konstruktsioon | n/a | Vundamendikonstruktsioon/ | Autodesk Revit 2024, Build: 24.2.0.63 | IfcWall | A2001.BB3008 | n/a | n/a | n/a | n/a | n/a | A2001.BB3008 | n/a | n/a
A2001/BB3007/ | raido.puust@tut.ee | 2024-04-17T20:53:53 | BB30 : Sokli vundamendi konstruktsioon | n/a | Vundamendikonstruktsioon/ | Autodesk Revit 2024, Build: 24.2.0.63 | IfcWall | A2001.BB3007 | n/a | n/a | n/a | n/a | n/a | A2001.BB3007 | n/a | n/a
A2001/BB3006/ | raido.puust@tut.ee | 2024-04-17T20:53:53 | BB30 : Sokli vundamendi konstruktsioon | n/a | Vundamendikonstruktsioon/ | Autodesk Revit 2024, Build: 24.2.0.63 | IfcWall | A2001.BB3006 | n/a | n/a | n/a | n/a | n/a | A2001.BB3006 | n/a | n/a
A2001/BB3005/ | raido.puust@tut.ee | 2024-04-17T20:53:53 | BB30 : Sokli vundamendi konstruktsioon | n/a | Vundamendikonstruktsioon/ | Autodesk Revit 2024, Build: 24.2.0.63 | IfcWall | A2001.BB3005 | n/a | n/a | n/a | n/a | n/a | A2001.BB3005 | n/a | n/a
A2001/BB3004/ | raido.puust@tut.ee | 2024-04-17T20:53:53 | BB30 : Sokli vundamendi konstruktsioon | n/a | Vundamendikonstruktsioon/ | Autodesk Revit 2024, Build: 24.2.0.63 | IfcWall | A2001.BB3004 | n/a | n/a | n/a | n/a | n/a | A2001.BB3004 | n/a | n/a
A2001/BB3003/ | raido.puust@tut.ee | 2024-04-17T20:53:53 | BB30 : Sokli vundamendi konstruktsioon | n/a | Vundamendikonstruktsioon/ | Autodesk Revit 2024, Build: 24.2.0.63 | IfcWall | A2001.BB3003 | n/a | n/a | n/a | n/a | n/a | A2001.BB3003 | n/a | n/a
A2001/BB3002/ | raido.puust@tut.ee | 2024-04-17T20:53:53 | BB30 : Sokli vundamendi konstruktsioon | n/a | Vundamendikonstruktsioon/ | Autodesk Revit 2024, Build: 24.2.0.63 | IfcWall | A2001.BB3002 | n/a | n/a | n/a | n/a | n/a | A2001.BB3002 | n/a | n/a
A2001/BB3001/ | raido.puust@tut.ee | 2024-04-17T20:53:53 | BB30 : Sokli vundamendi konstruktsioon | n/a | Vundamendikonstruktsioon/ | Autodesk Revit 2024, Build: 24.2.0.63 | IfcWall | A2001.BB3001 | n/a | n/a | n/a | n/a | n/a | A2001.BB3001 | n/a | n/a
B2010/AD5001/ | raido.puust@tut.ee | 2024-04-17T20:53:53 | AD50 : Müürisüdamikuga seinakonstruktsioon | n/a | Seinasüsteem/ | Autodesk Revit 2024, Build: 24.2.0.63 | IfcWall | B2010.AD5001 | n/a | n/a | n/a | n/a | n/a | B2010.AD5001 | n/a | n/a
B2010/AD5013/ | raido.puust@tut.ee | 2024-04-17T20:53:53 | AD50 : Müürisüdamikuga seinakonstruktsioon | n/a | Seinasüsteem/ | Autodesk Revit 2024, Build: 24.2.0.63 | IfcWall | B2010.AD5013 | n/a | n/a | n/a | n/a | n/a | B2010.AD5013 | n/a | n/a
B2010/AD5002/ | raido.puust@tut.ee | 2024-04-17T20:53:53 | AD50 : Müürisüdamikuga seinakonstruktsioon | n/a | Seinasüsteem/ | Autodesk Revit 2024, Build: 24.2.0.63 | IfcWall | B2010.AD5002 | n/a | n/a | n/a | n/a | n/a | B2010.AD5002 | n/a | n/a
B2010/AD5007/ | raido.puust@tut.ee | 2024-04-17T20:53:53 | AD50 : Müürisüdamikuga seinakonstruktsioon | n/a | Seinasüsteem/ | Autodesk Revit 2024, Build: 24.2.0.63 | IfcWall | B2010.AD5007 | n/a | n/a | n/a | n/a | n/a | B2010.AD5007 | n/a | n/a
B2010/AD5012/ | raido.puust@tut.ee | 2024-04-17T20:53:53 | AD50 : Müürisüdamikuga seinakonstruktsioon | n/a | Seinasüsteem/ | Autodesk Revit 2024, Build: 24.2.0.63 | IfcWall | B2010.AD5012 | n/a | n/a | n/a | n/a | n/a | B2010.AD5012 | n/a | n/a
B2010/AD5020/ | raido.puust@tut.ee | 2024-04-17T20:53:53 | AD50 : Müürisüdamikuga seinakonstruktsioon | n/a | Seinasüsteem/ | Autodesk Revit 2024, Build: 24.2.0.63 | IfcWall | B2010.AD5020 | n/a | n/a | n/a | n/a | n/a | B2010.AD5020 | n/a | n/a
B2010/AD5009/ | raido.puust@tut.ee | 2024-04-17T20:53:53 | AD50 : Müürisüdamikuga seinakonstruktsioon | n/a | Seinasüsteem/ | Autodesk Revit 2024, Build: 24.2.0.63 | IfcWall | B2010.AD5009 | n/a | n/a | n/a | n/a | n/a | B2010.AD5009 | n/a | n/a
B2010/AD5011/ | raido.puust@tut.ee | 2024-04-17T20:53:53 | AD50 : Müürisüdamikuga seinakonstruktsioon | n/a | Seinasüsteem/ | Autodesk Revit 2024, Build: 24.2.0.63 | IfcWall | B2010.AD5011 | n/a | n/a | n/a | n/a | n/a | B2010.AD5011 | n/a | n/a
B2010/AD5008/ | raido.puust@tut.ee | 2024-04-17T20:53:53 | AD50 : Müürisüdamikuga seinakonstruktsioon | n/a | Seinasüsteem/ | Autodesk Revit 2024, Build: 24.2.0.63 | IfcWall | B2010.AD5008 | n/a | n/a | n/a | n/a | n/a | B2010.AD5008 | n/a | n/a
B2010/AD5006/ | raido.puust@tut.ee | 2024-04-17T20:53:53 | AD50 : Müürisüdamikuga seinakonstruktsioon | n/a | Seinasüsteem/ | Autodesk Revit 2024, Build: 24.2.0.63 | IfcWall | B2010.AD5006 | n/a | n/a | n/a | n/a | n/a | B2010.AD5006 | n/a | n/a
B2010/AD5003/ | raido.puust@tut.ee | 2024-04-17T20:53:53 | AD50 : Müürisüdamikuga seinakonstruktsioon | n/a | Seinasüsteem/ | Autodesk Revit 2024, Build: 24.2.0.63 | IfcWall | B2010.AD5003 | n/a | n/a | n/a | n/a | n/a | B2010.AD5003 | n/a | n/a
B2010/AD5004/ | raido.puust@tut.ee | 2024-04-17T20:53:53 | AD50 : Müürisüdamikuga seinakonstruktsioon | n/a | Seinasüsteem/ | Autodesk Revit 2024, Build: 24.2.0.63 | IfcWall | B2010.AD5004 | n/a | n/a | n/a | n/a | n/a | B2010.AD5004 | n/a | n/a
B2010/AD5022/ | raido.puust@tut.ee | 2024-04-17T20:53:53 | AD50 : Müürisüdamikuga seinakonstruktsioon | n/a | Seinasüsteem/ | Autodesk Revit 2024, Build: 24.2.0.63 | IfcWall | B2010.AD5022 | n/a | n/a | n/a | n/a | n/a | B2010.AD5022 | n/a | n/a
B2010/AD5023/ | raido.puust@tut.ee | 2024-04-17T20:53:53 | AD50 : Müürisüdamikuga seinakonstruktsioon | n/a | Seinasüsteem/ | Autodesk Revit 2024, Build: 24.2.0.63 | IfcWall | B2010.AD5023 | n/a | n/a | n/a | n/a | n/a | B2010.AD5023 | n/a | n/a
B2010/AD5017/ | raido.puust@tut.ee | 2024-04-17T20:53:53 | AD50 : Müürisüdamikuga seinakonstruktsioon | n/a | Seinasüsteem/ | Autodesk Revit 2024, Build: 24.2.0.63 | IfcWall | B2010.AD5017 | n/a | n/a | n/a | n/a | n/a | B2010.AD5017 | n/a | n/a
B2010/AD5015/ | raido.puust@tut.ee | 2024-04-17T20:53:53 | AD50 : Müürisüdamikuga seinakonstruktsioon | n/a | Seinasüsteem/ | Autodesk Revit 2024, Build: 24.2.0.63 | IfcWall | B2010.AD5015 | n/a | n/a | n/a | n/a | n/a | B2010.AD5015 | n/a | n/a
B2010/AD5021/ | raido.puust@tut.ee | 2024-04-17T20:53:53 | AD50 : Müürisüdamikuga seinakonstruktsioon | n/a | Seinasüsteem/ | Autodesk Revit 2024, Build: 24.2.0.63 | IfcWall | B2010.AD5021 | n/a | n/a | n/a | n/a | n/a | B2010.AD5021 | n/a | n/a
B2010/AD5010/ | raido.puust@tut.ee | 2024-04-17T20:53:53 | AD50 : Müürisüdamikuga seinakonstruktsioon | n/a | Seinasüsteem/ | Autodesk Revit 2024, Build: 24.2.0.63 | IfcWall | B2010.AD5010 | n/a | n/a | n/a | n/a | n/a | B2010.AD5010 | n/a | n/a
B1010/AD5007/ | raido.puust@tut.ee | 2024-04-17T20:53:53 | AD50 : Müürisüdamikuga seinakonstruktsioon | n/a | Seinasüsteem/ | Autodesk Revit 2024, Build: 24.2.0.63 | IfcWall | B1010.AD5007 | n/a | n/a | n/a | n/a | n/a | B1010.AD5007 | n/a | n/a
B2010/AD5005/ | raido.puust@tut.ee | 2024-04-17T20:53:53 | AD50 : Müürisüdamikuga seinakonstruktsioon | n/a | Seinasüsteem/ | Autodesk Revit 2024, Build: 24.2.0.63 | IfcWall | B2010.AD5005 | n/a | n/a | n/a | n/a | n/a | B2010.AD5005 | n/a | n/a
B1010/AD5004/ | raido.puust@tut.ee | 2024-04-17T20:53:53 | AD50 : Müürisüdamikuga seinakonstruktsioon | n/a | Seinasüsteem/ | Autodesk Revit 2024, Build: 24.2.0.63 | IfcWall | B1010.AD5004 | n/a | n/a | n/a | n/a | n/a | B1010.AD5004 | n/a | n/a
B1010/AD5006/ | raido.puust@tut.ee | 2024-04-17T20:53:53 | AD50 : Müürisüdamikuga seinakonstruktsioon | n/a | Seinasüsteem/ | Autodesk Revit 2024, Build: 24.2.0.63 | IfcWall | B1010.AD5006 | n/a | n/a | n/a | n/a | n/a | B1010.AD5006 | n/a | n/a
B1010/AD5015/ | raido.puust@tut.ee | 2024-04-17T20:53:53 | AD50 : Müürisüdamikuga seinakonstruktsioon | n/a | Seinasüsteem/ | Autodesk Revit 2024, Build: 24.2.0.63 | IfcWall | B1010.AD5015 | n/a | n/a | n/a | n/a | n/a | B1010.AD5015 | n/a | n/a
B1010/AD5016/ | raido.puust@tut.ee | 2024-04-17T20:53:53 | AD50 : Müürisüdamikuga seinakonstruktsioon | n/a | Seinasüsteem/ | Autodesk Revit 2024, Build: 24.2.0.63 | IfcWall | B1010.AD5016 | n/a | n/a | n/a | n/a | n/a | B1010.AD5016 | n/a | n/a
B2010/AD5019/ | raido.puust@tut.ee | 2024-04-17T20:53:53 | AD50 : Müürisüdamikuga seinakonstruktsioon | n/a | Seinasüsteem/ | Autodesk Revit 2024, Build: 24.2.0.63 | IfcWall | B2010.AD5019 | n/a | n/a | n/a | n/a | n/a | B2010.AD5019 | n/a | n/a
B2010/AD5014/ | raido.puust@tut.ee | 2024-04-17T20:53:53 | AD50 : Müürisüdamikuga seinakonstruktsioon | n/a | Seinasüsteem/ | Autodesk Revit 2024, Build: 24.2.0.63 | IfcWall | B2010.AD5014 | n/a | n/a | n/a | n/a | n/a | B2010.AD5014 | n/a | n/a
B2010/AD5018/ | raido.puust@tut.ee | 2024-04-17T20:53:53 | AD50 : Müürisüdamikuga seinakonstruktsioon | n/a | Seinasüsteem/ | Autodesk Revit 2024, Build: 24.2.0.63 | IfcWall | B2010.AD5018 | n/a | n/a | n/a | n/a | n/a | B2010.AD5018 | n/a | n/a
B1010/AD5013/ | raido.puust@tut.ee | 2024-04-17T20:53:53 | AD50 : Müürisüdamikuga seinakonstruktsioon | n/a | Seinasüsteem/ | Autodesk Revit 2024, Build: 24.2.0.63 | IfcWall | B1010.AD5013 | n/a | n/a | n/a | n/a | n/a | B1010.AD5013 | n/a | n/a
B1010/AD5012/ | raido.puust@tut.ee | 2024-04-17T20:53:53 | AD50 : Müürisüdamikuga seinakonstruktsioon | n/a | Seinasüsteem/ | Autodesk Revit 2024, Build: 24.2.0.63 | IfcWall | B1010.AD5012 | n/a | n/a | n/a | n/a | n/a | B1010.AD5012 | n/a | n/a
B2010/AD5024/ | raido.puust@tut.ee | 2024-04-17T20:53:53 | AD50 : Müürisüdamikuga seinakonstruktsioon | n/a | Seinasüsteem/ | Autodesk Revit 2024, Build: 24.2.0.63 | IfcWall | B2010.AD5024 | n/a | n/a | n/a | n/a | n/a | B2010.AD5024 | n/a | n/a
B2010/AD5016/ | raido.puust@tut.ee | 2024-04-17T20:53:53 | AD50 : Müürisüdamikuga seinakonstruktsioon | n/a | Seinasüsteem/ | Autodesk Revit 2024, Build: 24.2.0.63 | IfcWall | B2010.AD5016 | n/a | n/a | n/a | n/a | n/a | B2010.AD5016 | n/a | n/a
B1010/AD5011/ | raido.puust@tut.ee | 2024-04-17T20:53:53 | AD50 : Müürisüdamikuga seinakonstruktsioon | n/a | Seinasüsteem/ | Autodesk Revit 2024, Build: 24.2.0.63 | IfcWall | B1010.AD5011 | n/a | n/a | n/a | n/a | n/a | B1010.AD5011 | n/a | n/a
B1020/AD5004/ | raido.puust@tut.ee | 2024-04-17T20:53:53 | AD50 : Müürisüdamikuga seinakonstruktsioon | n/a | Seinasüsteem/ | Autodesk Revit 2024, Build: 24.2.0.63 | IfcWall | B1020.AD5004 | n/a | n/a | n/a | n/a | n/a | B1020.AD5004 | n/a | n/a
B1020/AD5005/ | raido.puust@tut.ee | 2024-04-17T20:53:53 | AD50 : Müürisüdamikuga seinakonstruktsioon | n/a | Seinasüsteem/ | Autodesk Revit 2024, Build: 24.2.0.63 | IfcWall | B1020.AD5005 | n/a | n/a | n/a | n/a | n/a | B1020.AD5005 | n/a | n/a
B1020/AD5010/ | raido.puust@tut.ee | 2024-04-17T20:53:53 | AD50 : Müürisüdamikuga seinakonstruktsioon | n/a | Seinasüsteem/ | Autodesk Revit 2024, Build: 24.2.0.63 | IfcWall | B1020.AD5010 | n/a | n/a | n/a | n/a | n/a | B1020.AD5010 | n/a | n/a
B1010/AD5012/QQA03 | raido.puust@tut.ee | 2024-04-17T20:53:53 | QQA60 : Voldikaken | ,110 - Puhkeruum | Seinasüsteem/Voldikaken | Autodesk Revit 2024, Build: 24.2.0.63 | IfcWindow | B1010.AD5012.QQA03%QQA60 | n/a | n/a | n/a | n/a | n/a | B1010.AD5012.QQA03%QQA60 | n/a | n/a
B1010/AD5009/QQA01 | raido.puust@tut.ee | 2024-04-17T20:53:53 | QQA60 : Voldikaken | ,113 - Elutuba | Seinasüsteem/Voldikaken | Autodesk Revit 2024, Build: 24.2.0.63 | IfcWindow | B1010.AD5009.QQA01%QQA60 | n/a | n/a | n/a | n/a | n/a | B1010.AD5009.QQA01%QQA60 | n/a | n/a
B1010/AD5010/QQA02 | raido.puust@tut.ee | 2024-04-17T20:53:53 | QQA60 : Voldikaken | ,113 - Elutuba | Seinasüsteem/Voldikaken | Autodesk Revit 2024, Build: 24.2.0.63 | IfcWindow | B1010.AD5010.QQA02%QQA60 | n/a | n/a | n/a | n/a | n/a | B1010.AD5010.QQA02%QQA60 | n/a | n/a
B1010/AD5003/QQA02 | raido.puust@tut.ee | 2024-04-17T20:53:53 | QQA40 : Pöördaken | ,107 - Kabinet | Seinasüsteem/Pöördaken | Autodesk Revit 2024, Build: 24.2.0.63 | IfcWindow | B1010.AD5003.QQA02%QQA40 | n/a | n/a | n/a | n/a | n/a | B1010.AD5003.QQA02%QQA40 | n/a | n/a
B1010/AD5003/QQA03 | raido.puust@tut.ee | 2024-04-17T20:53:53 | QQA40 : Pöördaken | 106 - Magamistuba, | Seinasüsteem/Pöördaken | Autodesk Revit 2024, Build: 24.2.0.63 | IfcWindow | B1010.AD5003.QQA03%QQA40 | n/a | n/a | n/a | n/a | n/a | B1010.AD5003.QQA03%QQA40 | n/a | n/a
B1010/AD5003/QQA04 | raido.puust@tut.ee | 2024-04-17T20:53:53 | QQA40 : Pöördaken | 105 - Magamistuba, | Seinasüsteem/Pöördaken | Autodesk Revit 2024, Build: 24.2.0.63 | IfcWindow | B1010.AD5003.QQA04%QQA40 | n/a | n/a | n/a | n/a | n/a | B1010.AD5003.QQA04%QQA40 | n/a | n/a
B1010/AD5013/QQA11 | raido.puust@tut.ee | 2024-04-17T20:53:53 | QQA40 : Pöördaken | ,112 - Saun | Seinasüsteem/Pöördaken | Autodesk Revit 2024, Build: 24.2.0.63 | IfcWindowType | B1010.AD5013.QQA11%QQA40 | n/a | n/a | n/a | n/a | n/a | B1010.AD5013.QQA11%QQA40 | n/a | n/a
B1010/AD5004/QQA05 | raido.puust@tut.ee | 2024-04-17T20:53:53 | QQA40 : Pöördaken | ,101 - Koridor | Seinasüsteem/Pöördaken | Autodesk Revit 2024, Build: 24.2.0.63 | IfcWindow | B1010.AD5004.QQA05%QQA40 | n/a | n/a | n/a | n/a | n/a | B1010.AD5004.QQA05%QQA40 | n/a | n/a
B1010/AD5005/QQA06 | raido.puust@tut.ee | 2024-04-17T20:53:53 | QQA40 : Pöördaken | 104 - Vannituba, | Seinasüsteem/Pöördaken | Autodesk Revit 2024, Build: 24.2.0.63 | IfcWindow | B1010.AD5005.QQA06%QQA40 | n/a | n/a | n/a | n/a | n/a | B1010.AD5005.QQA06%QQA40 | n/a | n/a
B1010/AD5006/QQA07 | raido.puust@tut.ee | 2024-04-17T20:53:53 | QQA40 : Pöördaken | ,104 - Vannituba | Seinasüsteem/Pöördaken | Autodesk Revit 2024, Build: 24.2.0.63 | IfcWindow | B1010.AD5006.QQA07%QQA40 | n/a | n/a | n/a | n/a | n/a | B1010.AD5006.QQA07%QQA40 | n/a | n/a
B1010/AD5007/QQA08 | raido.puust@tut.ee | 2024-04-17T20:53:53 | QQA40 : Pöördaken | 103 - Magamistuba, | Seinasüsteem/Pöördaken | Autodesk Revit 2024, Build: 24.2.0.63 | IfcWindow | B1010.AD5007.QQA08%QQA40 | n/a | n/a | n/a | n/a | n/a | B1010.AD5007.QQA08%QQA40 | n/a | n/a
B1010/AD5007/QQA09 | raido.puust@tut.ee | 2024-04-17T20:53:53 | QQA40 : Pöördaken | 103 - Magamistuba, | Seinasüsteem/Pöördaken | Autodesk Revit 2024, Build: 24.2.0.63 | IfcWindow | B1010.AD5007.QQA09%QQA40 | n/a | n/a | n/a | n/a | n/a | B1010.AD5007.QQA09%QQA40 | n/a | n/a
B1010/AD5008/QQA10 | raido.puust@tut.ee | 2024-04-17T20:53:53 | QQA40 : Pöördaken | 102 - Vannituba, | Seinasüsteem/Pöördaken | Autodesk Revit 2024, Build: 24.2.0.63 | IfcWindow | B1010.AD5008.QQA10%QQA40 | n/a | n/a | n/a | n/a | n/a | B1010.AD5008.QQA10%QQA40 | n/a | n/a
B1010/AD5014/QQA12 | raido.puust@tut.ee | 2024-04-17T20:53:53 | QQA40 : Pöördaken | 109 - Tehnoruum, | Seinasüsteem/Pöördaken | Autodesk Revit 2024, Build: 24.2.0.63 | IfcWindow | B1010.AD5014.QQA12%QQA40 | n/a | n/a | n/a | n/a | n/a | B1010.AD5014.QQA12%QQA40 | n/a | n/a
B1010/AD5002/QQA01 | raido.puust@tut.ee | 2024-04-17T20:53:53 | QQA40 : Pöördaken | 107 - Kabinet, | Seinasüsteem/Pöördaken | Autodesk Revit 2024, Build: 24.2.0.63 | IfcWindow | B1010.AD5002.QQA01%QQA40 | n/a | n/a | n/a | n/a | n/a | B1010.AD5002.QQA01%QQA40 | n/a | n/a
B1010/AD5016/QQA13 | raido.puust@tut.ee | 2024-04-17T20:53:53 | QQA40 : Pöördaken | 108 - Majapidamisruum, | Seinasüsteem/Pöördaken | Autodesk Revit 2024, Build: 24.2.0.63 | IfcWindowType | B1010.AD5016.QQA13%QQA40 | n/a | n/a | n/a | n/a | n/a | B1010.AD5016.QQA13%QQA40 | n/a | n/a

## System
Name | CreatedBy | CreatedOn | Category | ComponentNames | ExtSystem | ExtObject | ExtIdentifier | Description

## Assembly
Name | CreatedBy | CreatedOn | SheetName | ParentName | ChildNames | AssemblyType | ExtSystem | ExtObject | ExtIdentifier | Description

## Connection
Name | CreatedBy | CreatedOn | ConnectionType | SheetName | RowName1 | RowName2 | RealizingElement | PortName1 | PortName2 | ExtSystem | ExtObject | ExtIdentifier | Description

## Spare
Name | CreatedBy | CreatedOn | Category | TypeName | Suppliers | ExtSystem | ExtObject | ExtIdentifier | Description | SetNumber | PartNumber

## Resource
Name | CreatedBy | CreatedOn | Category | ExtSystem | ExtObject | ExtIdentifier | Description

## Job
Name | CreatedBy | CreatedOn | Category | Status | TypeName | Description | Duration | DurationUnit | Start | TaskStartUnit | Frequency | FrequencyUnit | ExtSystem | ExtObject | ExtIdentifier | TaskNumber | Priors | ResourceNames

## Impact
Name | CreatedBy | CreatedOn | ImpactType | ImpactStage | SheetName | RowName | Value | ImpactUnit | LeadInTime | Duration | LeadOutTime | ExtSystem | ExtObject | ExtIdentifier | Description

## Document
Name | CreatedBy | CreatedOn | Category | ApprovalBy | Stage | SheetName | RowName | Directory | File | ExtSystem | ExtObject | ExtIdentifier | Description | Reference

## Attribute
Name | CreatedBy | CreatedOn | Category | SheetName | RowName | Value | Unit | ExtSystem | ExtObject | ExtIdentifier | Description | AllowedValues
Heat Transfer Coefficient (U) | raido.puust@tut.ee | 2024-04-17T20:53:53 | Approved | Type | QQC10 : Välisuks | n/a | W/(m²·K) | Autodesk Revit 2024, Build: 24.2.0.63 | Autodesk.Revit.DB.Parameter | -1005430 | n/a | n/a
Heat Transfer Coefficient (U) | raido.puust@tut.ee | 2024-04-17T20:53:53 | Approved | Type | QQC30 : Siseuks | n/a | W/(m²·K) | Autodesk Revit 2024, Build: 24.2.0.63 | Autodesk.Revit.DB.Parameter | -1005430 | n/a | n/a
Heat Transfer Coefficient (U) | raido.puust@tut.ee | 2024-04-17T20:53:53 | Approved | Type | QQC10 : Välisuks | n/a | W/(m²·K) | Autodesk Revit 2024, Build: 24.2.0.63 | Autodesk.Revit.DB.Parameter | -1005430 | n/a | n/a
Heat Transfer Coefficient (U) | raido.puust@tut.ee | 2024-04-17T20:53:53 | Approved | Type | QQC10 : Välisuks | n/a | W/(m²·K) | Autodesk Revit 2024, Build: 24.2.0.63 | Autodesk.Revit.DB.Parameter | -1005430 | n/a | n/a
Heat Transfer Coefficient (U) | raido.puust@tut.ee | 2024-04-17T20:53:53 | Approved | Type | QQC30 : Siseuks | n/a | W/(m²·K) | Autodesk Revit 2024, Build: 24.2.0.63 | Autodesk.Revit.DB.Parameter | -1005430 | n/a | n/a
Heat Transfer Coefficient (U) | raido.puust@tut.ee | 2024-04-17T20:53:53 | Approved | Type | QQA60 : Voldikaken | n/a | W/(m²·K) | Autodesk Revit 2024, Build: 24.2.0.63 | Autodesk.Revit.DB.Parameter | -1005430 | n/a | n/a
Heat Transfer Coefficient (U) | raido.puust@tut.ee | 2024-04-17T20:53:53 | Approved | Type | QQA60 : Voldikaken | n/a | W/(m²·K) | Autodesk Revit 2024, Build: 24.2.0.63 | Autodesk.Revit.DB.Parameter | -1005430 | n/a | n/a
Heat Transfer Coefficient (U) | raido.puust@tut.ee | 2024-04-17T20:53:53 | Approved | Type | QQA40 : Pöördaken | n/a | W/(m²·K) | Autodesk Revit 2024, Build: 24.2.0.63 | Autodesk.Revit.DB.Parameter | -1005430 | n/a | n/a
Heat Transfer Coefficient (U) | raido.puust@tut.ee | 2024-04-17T20:53:53 | Approved | Type | QQA40 : Pöördaken | n/a | W/(m²·K) | Autodesk Revit 2024, Build: 24.2.0.63 | Autodesk.Revit.DB.Parameter | -1005430 | n/a | n/a
Heat Transfer Coefficient (U) | raido.puust@tut.ee | 2024-04-17T20:53:53 | Approved | Type | QQA40 : Pöördaken | n/a | W/(m²·K) | Autodesk Revit 2024, Build: 24.2.0.63 | Autodesk.Revit.DB.Parameter | -1005430 | n/a | n/a

## Coordinate
Name | CreatedBy | CreatedOn | Category | SheetName | RowName | CoordinateXAxis | CoordinateYAxis | CoordinateZAxis | ExtSystem | ExtObject | ExtIdentifier | ClockwiseRotation | ElevationalRotation | YawRotation
01 Korrus_LowerLeft | raido.puust@tut.ee | 2024-04-17T20:53:53 | Box-lowerleft | Floor | 01 Korrus | -14774.6618 | -10870.0001 | -799.9994 | Autodesk Revit 2024, Build: 24.2.0.63 | Autodesk.Revit.DB.XYZ | Autodesk.Revit.DB.XYZ | 0 | 0 | 0
01 Korrus_UpperRight | raido.puust@tut.ee | 2024-04-17T20:53:53 | Box-upperright | Floor | 01 Korrus | -10979.9994 | -9870.0001 | 280.0015 | Autodesk Revit 2024, Build: 24.2.0.63 | Autodesk.Revit.DB.XYZ | Autodesk.Revit.DB.XYZ | 0 | 0 | 0
02 Katus_LowerLeft | raido.puust@tut.ee | 2024-04-17T20:53:53 | Box-lowerleft | Floor | 02 Katus | -11472.0014 | -10351.9986 | 2710.0012 | Autodesk Revit 2024, Build: 24.2.0.63 | Autodesk.Revit.DB.XYZ | Autodesk.Revit.DB.XYZ | 0 | 0 | 0
02 Katus_UpperRight | raido.puust@tut.ee | 2024-04-17T20:53:53 | Box-upperright | Floor | 02 Katus | -10634.9993 | -9470.9986 | 3400.0013 | Autodesk Revit 2024, Build: 24.2.0.63 | Autodesk.Revit.DB.XYZ | Autodesk.Revit.DB.XYZ | 0 | 0 | 0
-01 Sokkel_LowerLeft | raido.puust@tut.ee | 2024-04-17T20:53:53 | Box-lowerleft | Floor | -01 Sokkel | -10805.0015 | -9684.9987 | -985.0008 | Autodesk Revit 2024, Build: 24.2.0.63 | Autodesk.Revit.DB.XYZ | Autodesk.Revit.DB.XYZ | 0 | 0 | 0
-01 Sokkel_UpperRight | raido.puust@tut.ee | 2024-04-17T20:53:53 | Box-upperright | Floor | -01 Sokkel | -10591.0014 | -9194.9991 | -799.9994 | Autodesk Revit 2024, Build: 24.2.0.63 | Autodesk.Revit.DB.XYZ | Autodesk.Revit.DB.XYZ | 0 | 0 | 0
00 Maapind_LowerLeft | raido.puust@tut.ee | 2024-04-17T20:53:53 | Box-lowerleft | Floor | 00 Maapind | -21348.2194 | -38984.176 | -799.9994 | Autodesk Revit 2024, Build: 24.2.0.63 | Autodesk.Revit.DB.XYZ | Autodesk.Revit.DB.XYZ | 0 | 0 | 0
00 Maapind_UpperRight | raido.puust@tut.ee | 2024-04-17T20:53:53 | Box-upperright | Floor | 00 Maapind | -3629.0006 | -9470.9986 | 0 | Autodesk Revit 2024, Build: 24.2.0.63 | Autodesk.Revit.DB.XYZ | Autodesk.Revit.DB.XYZ | 0 | 0 | 0
106 - Magamistuba_LowerLeft | raido.puust@tut.ee | 2024-04-17T20:53:53 | Box-lowerleft | Space | 106 - Magamistuba | 637.0015 | -9330.0012 | 400.0012 | Autodesk Revit 2024, Build: 24.2.0.63 | Autodesk.Revit.DB.XYZ | Autodesk.Revit.DB.XYZ | 0 | 0 | 0
106 - Magamistuba_UpperRight | raido.puust@tut.ee | 2024-04-17T20:53:53 | Box-upperright | Space | 106 - Magamistuba | 4001.7497 | -5154.5002 | 2710.0012 | Autodesk Revit 2024, Build: 24.2.0.63 | Autodesk.Revit.DB.XYZ | Autodesk.Revit.DB.XYZ | 0 | 0 | 0
103 - Magamistuba_LowerLeft | raido.puust@tut.ee | 2024-04-17T20:53:53 | Box-lowerleft | Space | 103 - Magamistuba | -1142.0003 | -3735.5008 | 400.0012 | Autodesk Revit 2024, Build: 24.2.0.63 | Autodesk.Revit.DB.XYZ | Autodesk.Revit.DB.XYZ | 0 | 0 | 0
103 - Magamistuba_UpperRight | raido.puust@tut.ee | 2024-04-17T20:53:53 | Box-upperright | Space | 103 - Magamistuba | 5185.9647 | -450.0006 | 2710.0012 | Autodesk Revit 2024, Build: 24.2.0.63 | Autodesk.Revit.DB.XYZ | Autodesk.Revit.DB.XYZ | 0 | 0 | 0
107 - Kabinet_LowerLeft | raido.puust@tut.ee | 2024-04-17T20:53:53 | Box-lowerleft | Space | 107 - Kabinet | -2549.9995 | -9330.0012 | 400.0012 | Autodesk Revit 2024, Build: 24.2.0.63 | Autodesk.Revit.DB.XYZ | Autodesk.Revit.DB.XYZ | 0 | 0 | 0
107 - Kabinet_UpperRight | raido.puust@tut.ee | 2024-04-17T20:53:53 | Box-upperright | Space | 107 - Kabinet | 417.9997 | -5154.5002 | 2710.0012 | Autodesk Revit 2024, Build: 24.2.0.63 | Autodesk.Revit.DB.XYZ | Autodesk.Revit.DB.XYZ | 0 | 0 | 0
105 - Magamistuba_LowerLeft | raido.puust@tut.ee | 2024-04-17T20:53:53 | Box-lowerleft | Space | 105 - Magamistuba | 4220.7485 | -9330.0012 | 400.0012 | Autodesk Revit 2024, Build: 24.2.0.63 | Autodesk.Revit.DB.XYZ | Autodesk.Revit.DB.XYZ | 0 | 0 | 0
105 - Magamistuba_UpperRight | raido.puust@tut.ee | 2024-04-17T20:53:53 | Box-upperright | Space | 105 - Magamistuba | 7429.9999 | -5154.5002 | 2710.0012 | Autodesk Revit 2024, Build: 24.2.0.63 | Autodesk.Revit.DB.XYZ | Autodesk.Revit.DB.XYZ | 0 | 0 | 0
112 - Saun_LowerLeft | raido.puust@tut.ee | 2024-04-17T20:53:53 | Box-lowerleft | Space | 112 - Saun | -10394.9998 | -4929.9998 | 400.0012 | Autodesk Revit 2024, Build: 24.2.0.63 | Autodesk.Revit.DB.XYZ | Autodesk.Revit.DB.XYZ | 0 | 0 | 0
112 - Saun_UpperRight | raido.puust@tut.ee | 2024-04-17T20:53:53 | Box-upperright | Space | 112 - Saun | -8250.2502 | -2540.9987 | 2710.0012 | Autodesk Revit 2024, Build: 24.2.0.63 | Autodesk.Revit.DB.XYZ | Autodesk.Revit.DB.XYZ | 0 | 0 | 0
109 - Tehnoruum_LowerLeft | raido.puust@tut.ee | 2024-04-17T20:53:53 | Box-lowerleft | Space | 109 - Tehnoruum | -10440.0005 | -7719.9988 | 400.0012 | Autodesk Revit 2024, Build: 24.2.0.63 | Autodesk.Revit.DB.XYZ | Autodesk.Revit.DB.XYZ | 0 | 0 | 0
109 - Tehnoruum_UpperRight | raido.puust@tut.ee | 2024-04-17T20:53:53 | Box-upperright | Space | 109 - Tehnoruum | -8934.2488 | -5164.5007 | 2710.0012 | Autodesk Revit 2024, Build: 24.2.0.63 | Autodesk.Revit.DB.XYZ | Autodesk.Revit.DB.XYZ | 0 | 0 | 0
108 - Majapidamisruum_LowerLeft | raido.puust@tut.ee | 2024-04-17T20:53:53 | Box-lowerleft | Space | 108 - Majapidamisruum | -8695.2491 | -7729.9993 | 400.0012 | Autodesk Revit 2024, Build: 24.2.0.63 | Autodesk.Revit.DB.XYZ | Autodesk.Revit.DB.XYZ | 0 | 0 | 0
108 - Majapidamisruum_UpperRight | raido.puust@tut.ee | 2024-04-17T20:53:53 | Box-upperright | Space | 108 - Majapidamisruum | -6539.9503 | -5164.5007 | 2710.0012 | Autodesk Revit 2024, Build: 24.2.0.63 | Autodesk.Revit.DB.XYZ | Autodesk.Revit.DB.XYZ | 0 | 0 | 0
111 - Dušširuum_LowerLeft | raido.puust@tut.ee | 2024-04-17T20:53:53 | Box-lowerleft | Space | 111 - Dušširuum | -8015.7493 | -4925.5009 | 400.0012 | Autodesk Revit 2024, Build: 24.2.0.63 | Autodesk.Revit.DB.XYZ | Autodesk.Revit.DB.XYZ | 0 | 0 | 0
111 - Dušširuum_UpperRight | raido.puust@tut.ee | 2024-04-17T20:53:53 | Box-upperright | Space | 111 - Dušširuum | -6149.4985 | -2545.5006 | 2710.0012 | Autodesk Revit 2024, Build: 24.2.0.63 | Autodesk.Revit.DB.XYZ | Autodesk.Revit.DB.XYZ | 0 | 0 | 0
110 - Puhkeruum_LowerLeft | raido.puust@tut.ee | 2024-04-17T20:53:53 | Box-lowerleft | Space | 110 - Puhkeruum | -10450.0009 | -2316.5013 | 400.0012 | Autodesk Revit 2024, Build: 24.2.0.63 | Autodesk.Revit.DB.XYZ | Autodesk.Revit.DB.XYZ | 0 | 0 | 0
110 - Puhkeruum_UpperRight | raido.puust@tut.ee | 2024-04-17T20:53:53 | Box-upperright | Space | 110 - Puhkeruum | -6139.5011 | 563.8983 | 2710.0012 | Autodesk Revit 2024, Build: 24.2.0.63 | Autodesk.Revit.DB.XYZ | Autodesk.Revit.DB.XYZ | 0 | 0 | 0
102 - Vannituba_LowerLeft | raido.puust@tut.ee | 2024-04-17T20:53:53 | Box-lowerleft | Space | 102 - Vannituba | -3540.9988 | -2225.5002 | 400.0012 | Autodesk Revit 2024, Build: 24.2.0.63 | Autodesk.Revit.DB.XYZ | Autodesk.Revit.DB.XYZ | 0 | 0 | 0
102 - Vannituba_UpperRight | raido.puust@tut.ee | 2024-04-17T20:53:53 | Box-upperright | Space | 102 - Vannituba | -1370.9995 | -460.0011 | 2710.0012 | Autodesk Revit 2024, Build: 24.2.0.63 | Autodesk.Revit.DB.XYZ | Autodesk.Revit.DB.XYZ | 0 | 0 | 0
104 - Vannituba_LowerLeft | raido.puust@tut.ee | 2024-04-17T20:53:53 | Box-lowerleft | Space | 104 - Vannituba | 5404.9635 | -3735.5008 | 400.0012 | Autodesk Revit 2024, Build: 24.2.0.63 | Autodesk.Revit.DB.XYZ | Autodesk.Revit.DB.XYZ | 0 | 0 | 0
104 - Vannituba_UpperRight | raido.puust@tut.ee | 2024-04-17T20:53:53 | Box-upperright | Space | 104 - Vannituba | 7429.9999 | -450.0006 | 2710.0012 | Autodesk Revit 2024, Build: 24.2.0.63 | Autodesk.Revit.DB.XYZ | Autodesk.Revit.DB.XYZ | 0 | 0 | 0
113 - Elutuba_LowerLeft | raido.puust@tut.ee | 2024-04-17T20:53:53 | Box-lowerleft | Space | 113 - Elutuba | -10450.0009 | 760.0005 | 400.0012 | Autodesk Revit 2024, Build: 24.2.0.63 | Autodesk.Revit.DB.XYZ | Autodesk.Revit.DB.XYZ | 0 | 0 | 0
113 - Elutuba_UpperRight | raido.puust@tut.ee | 2024-04-17T20:53:53 | Box-upperright | Space | 113 - Elutuba | -3770.0011 | 9549.9997 | 2710.0012 | Autodesk Revit 2024, Build: 24.2.0.63 | Autodesk.Revit.DB.XYZ | Autodesk.Revit.DB.XYZ | 0 | 0 | 0
101 - Koridor_LowerLeft | raido.puust@tut.ee | 2024-04-17T20:53:53 | Box-lowerleft | Space | 101 - Koridor | -6310.9511 | -7729.9993 | 400.0012 | Autodesk Revit 2024, Build: 24.2.0.63 | Autodesk.Revit.DB.XYZ | Autodesk.Revit.DB.XYZ | 0 | 0 | 0
101 - Koridor_UpperRight | raido.puust@tut.ee | 2024-04-17T20:53:53 | Box-upperright | Space | 101 - Koridor | 7429.9999 | 760.0005 | 2710.0012 | Autodesk Revit 2024, Build: 24.2.0.63 | Autodesk.Revit.DB.XYZ | Autodesk.Revit.DB.XYZ | 0 | 0 | 0
B1010/AD5001/QQC01_LowerLeft | raido.puust@tut.ee | 2024-04-17T20:53:53 | Box-lowerleft | Component | B1010/AD5001/QQC01 | -4891.0006 | -8989.9998 | 400.0012 | Autodesk Revit 2024, Build: 24.2.0.63 | Autodesk.Revit.DB.XYZ | Autodesk.Revit.DB.XYZ | 0 | 0 | 0
B1010/AD5001/QQC01_UpperRight | raido.puust@tut.ee | 2024-04-17T20:53:53 | Box-upperright | Component | B1010/AD5001/QQC01 | -3849.8038 | -7729.9993 | 2500.0001 | Autodesk Revit 2024, Build: 24.2.0.63 | Autodesk.Revit.DB.XYZ | Autodesk.Revit.DB.XYZ | 0 | 0 | 0
B2010/AD5011/QQC01_LowerLeft | raido.puust@tut.ee | 2024-04-17T20:53:53 | Box-lowerleft | Component | B2010/AD5011/QQC01 | -3492.371 | -2454.4995 | 400.0012 | Autodesk Revit 2024, Build: 24.2.0.63 | Autodesk.Revit.DB.XYZ | Autodesk.Revit.DB.XYZ | 0 | 0 | 0
B2010/AD5011/QQC01_UpperRight | raido.puust@tut.ee | 2024-04-17T20:53:53 | Box-upperright | Component | B2010/AD5011/QQC01 | -2540.9987 | -1419.6273 | 2500.0001 | Autodesk Revit 2024, Build: 24.2.0.63 | Autodesk.Revit.DB.XYZ | Autodesk.Revit.DB.XYZ | 0 | 0 | 0
B2010/AD5009/QQC02_LowerLeft | raido.puust@tut.ee | 2024-04-17T20:53:53 | Box-lowerleft | Component | B2010/AD5009/QQC02 | -1360.9991 | -3591.3731 | 400.0012 | Autodesk Revit 2024, Build: 24.2.0.63 | Autodesk.Revit.DB.XYZ | Autodesk.Revit.DB.XYZ | 0 | 0 | 0
B2010/AD5009/QQC02_UpperRight | raido.puust@tut.ee | 2024-04-17T20:53:53 | Box-upperright | Component | B2010/AD5009/QQC02 | -331.1256 | -2640.0008 | 2500.0001 | Autodesk Revit 2024, Build: 24.2.0.63 | Autodesk.Revit.DB.XYZ | Autodesk.Revit.DB.XYZ | 0 | 0 | 0
B2010/AD5006/QQC03_LowerLeft | raido.puust@tut.ee | 2024-04-17T20:53:53 | Box-lowerleft | Component | B2010/AD5006/QQC03 | 5185.9647 | -3696.8735 | 400.0012 | Autodesk Revit 2024, Build: 24.2.0.63 | Autodesk.Revit.DB.XYZ | Autodesk.Revit.DB.XYZ | 0 | 0 | 0
B2010/AD5006/QQC03_UpperRight | raido.puust@tut.ee | 2024-04-17T20:53:53 | Box-upperright | Component | B2010/AD5006/QQC03 | 6215.8382 | -2745.5012 | 2500.0001 | Autodesk Revit 2024, Build: 24.2.0.63 | Autodesk.Revit.DB.XYZ | Autodesk.Revit.DB.XYZ | 0 | 0 | 0
B2010/AD5002/QQC06_LowerLeft | raido.puust@tut.ee | 2024-04-17T20:53:53 | Box-lowerleft | Component | B2010/AD5002/QQC06 | -2291.3736 | -5965.3749 | 400.0012 | Autodesk Revit 2024, Build: 24.2.0.63 | Autodesk.Revit.DB.XYZ | Autodesk.Revit.DB.XYZ | 0 | 0 | 0
B2010/AD5002/QQC06_UpperRight | raido.puust@tut.ee | 2024-04-17T20:53:53 | Box-upperright | Component | B2010/AD5002/QQC06 | -1340.0014 | -4935.5014 | 2500.0001 | Autodesk Revit 2024, Build: 24.2.0.63 | Autodesk.Revit.DB.XYZ | Autodesk.Revit.DB.XYZ | 0 | 0 | 0
B1010/AD5007/QQC03_LowerLeft | raido.puust@tut.ee | 2024-04-17T20:53:53 | Box-lowerleft | Component | B1010/AD5007/QQC03 | -1033.0007 | -450.0006 | 400.0012 | Autodesk Revit 2024, Build: 24.2.0.63 | Autodesk.Revit.DB.XYZ | Autodesk.Revit.DB.XYZ | 0 | 0 | 0
B1010/AD5007/QQC03_UpperRight | raido.puust@tut.ee | 2024-04-17T20:53:53 | Box-upperright | Component | B1010/AD5007/QQC03 | -21.0007 | 824.4992 | 2522.0798 | Autodesk Revit 2024, Build: 24.2.0.63 | Autodesk.Revit.DB.XYZ | Autodesk.Revit.DB.XYZ | 0 | 0 | 0
B2010/AD5002/QQC05_LowerLeft | raido.puust@tut.ee | 2024-04-17T20:53:53 | Box-lowerleft | Component | B2010/AD5002/QQC05 | 695.6268 | -5965.3749 | 400.0012 | Autodesk Revit 2024, Build: 24.2.0.63 | Autodesk.Revit.DB.XYZ | Autodesk.Revit.DB.XYZ | 0 | 0 | 0
B2010/AD5002/QQC05_UpperRight | raido.puust@tut.ee | 2024-04-17T20:53:53 | Box-upperright | Component | B2010/AD5002/QQC05 | 1646.999 | -4935.5014 | 2500.0001 | Autodesk Revit 2024, Build: 24.2.0.63 | Autodesk.Revit.DB.XYZ | Autodesk.Revit.DB.XYZ | 0 | 0 | 0
B2010/AD5002/QQC04_LowerLeft | raido.puust@tut.ee | 2024-04-17T20:53:53 | Box-lowerleft | Component | B2010/AD5002/QQC04 | 4278.627 | -5965.3749 | 400.0012 | Autodesk Revit 2024, Build: 24.2.0.63 | Autodesk.Revit.DB.XYZ | Autodesk.Revit.DB.XYZ | 0 | 0 | 0
B2010/AD5002/QQC04_UpperRight | raido.puust@tut.ee | 2024-04-17T20:53:53 | Box-upperright | Component | B2010/AD5002/QQC04 | 5229.9992 | -4935.5014 | 2500.0001 | Autodesk Revit 2024, Build: 24.2.0.63 | Autodesk.Revit.DB.XYZ | Autodesk.Revit.DB.XYZ | 0 | 0 | 0
B2010/AD5013/QQC07_LowerLeft | raido.puust@tut.ee | 2024-04-17T20:53:53 | Box-lowerleft | Component | B2010/AD5013/QQC07 | -7407.9445 | -7671.371 | 400.0012 | Autodesk Revit 2024, Build: 24.2.0.63 | Autodesk.Revit.DB.XYZ | Autodesk.Revit.DB.XYZ | 0 | 0 | 0
B2010/AD5013/QQC07_UpperRight | raido.puust@tut.ee | 2024-04-17T20:53:53 | Box-upperright | Component | B2010/AD5013/QQC07 | -6310.9511 | -6719.9988 | 2500.0001 | Autodesk Revit 2024, Build: 24.2.0.63 | Autodesk.Revit.DB.XYZ | Autodesk.Revit.DB.XYZ | 0 | 0 | 0
B2010/AD5022/QQC10_LowerLeft | raido.puust@tut.ee | 2024-04-17T20:53:53 | Box-lowerleft | Component | B2010/AD5022/QQC10 | -8250.2502 | -4853.4005 | 400.0012 | Autodesk Revit 2024, Build: 24.2.0.63 | Autodesk.Revit.DB.XYZ | Autodesk.Revit.DB.XYZ | 0 | 0 | 0
B2010/AD5022/QQC10_UpperRight | raido.puust@tut.ee | 2024-04-17T20:53:53 | Box-upperright | Component | B2010/AD5022/QQC10 | -7184.2488 | -3925.5009 | 2400.0013 | Autodesk Revit 2024, Build: 24.2.0.63 | Autodesk.Revit.DB.XYZ | Autodesk.Revit.DB.XYZ | 0 | 0 | 0
B2010/AD5023/QQC09_LowerLeft | raido.puust@tut.ee | 2024-04-17T20:53:53 | Box-lowerleft | Component | B2010/AD5023/QQC09 | -7943.6488 | -3377.0011 | 400.0012 | Autodesk Revit 2024, Build: 24.2.0.63 | Autodesk.Revit.DB.XYZ | Autodesk.Revit.DB.XYZ | 0 | 0 | 0
B2010/AD5023/QQC09_UpperRight | raido.puust@tut.ee | 2024-04-17T20:53:53 | Box-upperright | Component | B2010/AD5023/QQC09 | -7015.7492 | -2316.5013 | 2400.0013 | Autodesk Revit 2024, Build: 24.2.0.63 | Autodesk.Revit.DB.XYZ | Autodesk.Revit.DB.XYZ | 0 | 0 | 0
B2010/AD5016/QQC08_LowerLeft | raido.puust@tut.ee | 2024-04-17T20:53:53 | Box-lowerleft | Component | B2010/AD5016/QQC08 | -7007.4953 | -2257.8731 | 400.0012 | Autodesk Revit 2024, Build: 24.2.0.63 | Autodesk.Revit.DB.XYZ | Autodesk.Revit.DB.XYZ | 0 | 0 | 0
B2010/AD5016/QQC08_UpperRight | raido.puust@tut.ee | 2024-04-17T20:53:53 | Box-upperright | Component | B2010/AD5016/QQC08 | -5920.4992 | -1306.5008 | 2500.0001 | Autodesk Revit 2024, Build: 24.2.0.63 | Autodesk.Revit.DB.XYZ | Autodesk.Revit.DB.XYZ | 0 | 0 | 0
B1010/AD5015/QQC02_LowerLeft | raido.puust@tut.ee | 2024-04-17T20:53:53 | Box-lowerleft | Component | B1010/AD5015/QQC02 | -10342.3212 | -8989.9998 | 400.0012 | Autodesk Revit 2024, Build: 24.2.0.63 | Autodesk.Revit.DB.XYZ | Autodesk.Revit.DB.XYZ | 0 | 0 | 0
B1010/AD5015/QQC02_UpperRight | raido.puust@tut.ee | 2024-04-17T20:53:53 | Box-upperright | Component | B1010/AD5015/QQC02 | -9301.1244 | -7719.9988 | 2500.0001 | Autodesk Revit 2024, Build: 24.2.0.63 | Autodesk.Revit.DB.XYZ | Autodesk.Revit.DB.XYZ | 0 | 0 | 0
C1010/AB1001/_LowerLeft | raido.puust@tut.ee | 2024-04-17T20:53:53 | Box-lowerleft | Component | C1010/AB1001/ | -10659.999 | -9539.9992 | 0 | Autodesk Revit 2024, Build: 24.2.0.63 | Autodesk.Revit.DB.XYZ | Autodesk.Revit.DB.XYZ | 0 | 0 | 0
C1010/AB1001/_UpperRight | raido.puust@tut.ee | 2024-04-17T20:53:53 | Box-upperright | Component | C1010/AB1001/ | 7640.001 | 9760.0008 | 400.0012 | Autodesk Revit 2024, Build: 24.2.0.63 | Autodesk.Revit.DB.XYZ | Autodesk.Revit.DB.XYZ | 0 | 0 | 0
C1020/AC3001/_LowerLeft | raido.puust@tut.ee | 2024-04-17T20:53:53 | Box-lowerleft | Component | C1020/AC3001/ | -10659.999 | -9539.9992 | 2710.0012 | Autodesk Revit 2024, Build: 24.2.0.63 | Autodesk.Revit.DB.XYZ | Autodesk.Revit.DB.XYZ | 0 | 0 | 0
C1020/AC3001/_UpperRight | raido.puust@tut.ee | 2024-04-17T20:53:53 | Box-upperright | Component | C1020/AC3001/ | 7640.001 | 9760.0008 | 3400.0013 | Autodesk Revit 2024, Build: 24.2.0.63 | Autodesk.Revit.DB.XYZ | Autodesk.Revit.DB.XYZ | 0 | 0 | 0
C1010/AC3002/_LowerLeft | raido.puust@tut.ee | 2024-04-17T20:53:53 | Box-lowerleft | Component | C1010/AC3002/ | -14774.6618 | -9859.9996 | 147.9987 | Autodesk Revit 2024, Build: 24.2.0.63 | Autodesk.Revit.DB.XYZ | Autodesk.Revit.DB.XYZ | 0 | 0 | 0
C1010/AC3002/_UpperRight | raido.puust@tut.ee | 2024-04-17T20:53:53 | Box-upperright | Component | C1010/AC3002/ | -3099.9501 | 3650.0013 | 380.0003 | Autodesk Revit 2024, Build: 24.2.0.63 | Autodesk.Revit.DB.XYZ | Autodesk.Revit.DB.XYZ | 0 | 0 | 0
C1010/AC3003/_LowerLeft | raido.puust@tut.ee | 2024-04-17T20:53:53 | Box-lowerleft | Component | C1010/AC3003/ | -9242.9289 | 98.042 | 147.9987 | Autodesk Revit 2024, Build: 24.2.0.63 | Autodesk.Revit.DB.XYZ | Autodesk.Revit.DB.XYZ | 0 | 0 | 0
C1010/AC3003/_UpperRight | raido.puust@tut.ee | 2024-04-17T20:53:53 | Box-upperright | Component | C1010/AC3003/ | 2589.4071 | 11298.0429 | 380.0003 | Autodesk Revit 2024, Build: 24.2.0.63 | Autodesk.Revit.DB.XYZ | Autodesk.Revit.DB.XYZ | 0 | 0 | 0
A5010/AA1001/_LowerLeft | raido.puust@tut.ee | 2024-04-17T20:53:53 | Box-lowerleft | Component | A5010/AA1001/ | -14774.6618 | -10870.0001 | 213.5002 | Autodesk Revit 2024, Build: 24.2.0.63 | Autodesk.Revit.DB.XYZ | Autodesk.Revit.DB.XYZ | 0 | 0 | 0
A5010/AA1001/_UpperRight | raido.puust@tut.ee | 2024-04-17T20:53:53 | Box-upperright | Component | A5010/AA1001/ | 7960.0014 | -9870.0001 | 280.0015 | Autodesk Revit 2024, Build: 24.2.0.63 | Autodesk.Revit.DB.XYZ | Autodesk.Revit.DB.XYZ | 0 | 0 | 0
A5010/AA1002/_LowerLeft | raido.puust@tut.ee | 2024-04-17T20:53:53 | Box-lowerleft | Component | A5010/AA1002/ | 7969.9988 | -10870.0001 | 213.5002 | Autodesk Revit 2024, Build: 24.2.0.63 | Autodesk.Revit.DB.XYZ | Autodesk.Revit.DB.XYZ | 0 | 0 | 0
A5010/AA1002/_UpperRight | raido.puust@tut.ee | 2024-04-17T20:53:53 | Box-upperright | Component | A5010/AA1002/ | 8969.9988 | 80.0009 | 280.0015 | Autodesk Revit 2024, Build: 24.2.0.63 | Autodesk.Revit.DB.XYZ | Autodesk.Revit.DB.XYZ | 0 | 0 | 0
A5010/AA1003/_LowerLeft | raido.puust@tut.ee | 2024-04-17T20:53:53 | Box-lowerleft | Component | A5010/AA1003/ | 2599.4076 | 84.9996 | 213.5002 | Autodesk Revit 2024, Build: 24.2.0.63 | Autodesk.Revit.DB.XYZ | Autodesk.Revit.DB.XYZ | 0 | 0 | 0
A5010/AA1003/_UpperRight | raido.puust@tut.ee | 2024-04-17T20:53:53 | Box-upperright | Component | A5010/AA1003/ | 8969.9988 | 1084.9996 | 280.0015 | Autodesk Revit 2024, Build: 24.2.0.63 | Autodesk.Revit.DB.XYZ | Autodesk.Revit.DB.XYZ | 0 | 0 | 0
A5010/AA1004/_LowerLeft | raido.puust@tut.ee | 2024-04-17T20:53:53 | Box-lowerleft | Component | A5010/AA1004/ | -11989.6616 | 3650.0013 | 213.5002 | Autodesk Revit 2024, Build: 24.2.0.63 | Autodesk.Revit.DB.XYZ | Autodesk.Revit.DB.XYZ | 0 | 0 | 0
A5010/AA1004/_UpperRight | raido.puust@tut.ee | 2024-04-17T20:53:53 | Box-upperright | Component | A5010/AA1004/ | -9242.9289 | 11101.0416 | 280.0015 | Autodesk Revit 2024, Build: 24.2.0.63 | Autodesk.Revit.DB.XYZ | Autodesk.Revit.DB.XYZ | 0 | 0 | 0
D1020/AE3001/_LowerLeft | raido.puust@tut.ee | 2024-04-17T20:53:53 | Box-lowerleft | Component | D1020/AE3001/ | -11472.0014 | -10351.9986 | 3150.0013 | Autodesk Revit 2024, Build: 24.2.0.63 | Autodesk.Revit.DB.XYZ | Autodesk.Revit.DB.XYZ | 0 | 0 | 0
D1020/AE3001/_UpperRight | raido.puust@tut.ee | 2024-04-17T20:53:53 | Box-upperright | Component | D1020/AE3001/ | 8452.0004 | 10572.0002 | 5682.8436 | Autodesk Revit 2024, Build: 24.2.0.63 | Autodesk.Revit.DB.XYZ | Autodesk.Revit.DB.XYZ | 0 | 0 | 0
A2010/AB2008/_LowerLeft | raido.puust@tut.ee | 2024-04-17T20:53:53 | Box-lowerleft | Component | A2010/AB2008/ | -10722.0014 | -8001.9997 | -799.9994 | Autodesk Revit 2024, Build: 24.2.0.63 | Autodesk.Revit.DB.XYZ | Autodesk.Revit.DB.XYZ | 0 | 0 | 0
A2010/AB2008/_UpperRight | raido.puust@tut.ee | 2024-04-17T20:53:53 | Box-upperright | Component | A2010/AB2008/ | -10460.0014 | 9822.0002 | 400.0012 | Autodesk Revit 2024, Build: 24.2.0.63 | Autodesk.Revit.DB.XYZ | Autodesk.Revit.DB.XYZ | 0 | 0 | 0
A2010/AB2007/_LowerLeft | raido.puust@tut.ee | 2024-04-17T20:53:53 | Box-lowerleft | Component | A2010/AB2007/ | -10715.0002 | 9560.0002 | -799.9994 | Autodesk Revit 2024, Build: 24.2.0.63 | Autodesk.Revit.DB.XYZ | Autodesk.Revit.DB.XYZ | 0 | 0 | 0
A2010/AB2007/_UpperRight | raido.puust@tut.ee | 2024-04-17T20:53:53 | Box-upperright | Component | A2010/AB2007/ | -3498.0006 | 9822.0002 | 400.0012 | Autodesk Revit 2024, Build: 24.2.0.63 | Autodesk.Revit.DB.XYZ | Autodesk.Revit.DB.XYZ | 0 | 0 | 0
A2010/AB2006/_LowerLeft | raido.puust@tut.ee | 2024-04-17T20:53:53 | Box-lowerleft | Component | A2010/AB2006/ | -3760.0006 | -440.0001 | -799.9994 | Autodesk Revit 2024, Build: 24.2.0.63 | Autodesk.Revit.DB.XYZ | Autodesk.Revit.DB.XYZ | 0 | 0 | 0
A2010/AB2006/_UpperRight | raido.puust@tut.ee | 2024-04-17T20:53:53 | Box-upperright | Component | A2010/AB2006/ | -3498.0006 | 9814.9989 | 400.0012 | Autodesk Revit 2024, Build: 24.2.0.63 | Autodesk.Revit.DB.XYZ | Autodesk.Revit.DB.XYZ | 0 | 0 | 0
A2010/AB2005/_LowerLeft | raido.puust@tut.ee | 2024-04-17T20:53:53 | Box-lowerleft | Component | A2010/AB2005/ | -3655.4999 | -440.0001 | -799.9994 | Autodesk Revit 2024, Build: 24.2.0.63 | Autodesk.Revit.DB.XYZ | Autodesk.Revit.DB.XYZ | 0 | 0 | 0
A2010/AB2005/_UpperRight | raido.puust@tut.ee | 2024-04-17T20:53:53 | Box-upperright | Component | A2010/AB2005/ | 7702.0003 | -178.0002 | 400.0012 | Autodesk Revit 2024, Build: 24.2.0.63 | Autodesk.Revit.DB.XYZ | Autodesk.Revit.DB.XYZ | 0 | 0 | 0
A2010/AB2004/_LowerLeft | raido.puust@tut.ee | 2024-04-17T20:53:53 | Box-lowerleft | Component | A2010/AB2004/ | 7440.0004 | -9601.9986 | -799.9994 | Autodesk Revit 2024, Build: 24.2.0.63 | Autodesk.Revit.DB.XYZ | Autodesk.Revit.DB.XYZ | 0 | 0 | 0
A2010/AB2004/_UpperRight | raido.puust@tut.ee | 2024-04-17T20:53:53 | Box-upperright | Component | A2010/AB2004/ | 7702.0003 | -309.0001 | 400.0012 | Autodesk Revit 2024, Build: 24.2.0.63 | Autodesk.Revit.DB.XYZ | Autodesk.Revit.DB.XYZ | 0 | 0 | 0
A2010/AB2003/_LowerLeft | raido.puust@tut.ee | 2024-04-17T20:53:53 | Box-lowerleft | Component | A2010/AB2003/ | -2821.9999 | -9601.9986 | -799.9994 | Autodesk Revit 2024, Build: 24.2.0.63 | Autodesk.Revit.DB.XYZ | Autodesk.Revit.DB.XYZ | 0 | 0 | 0
A2010/AB2003/_UpperRight | raido.puust@tut.ee | 2024-04-17T20:53:53 | Box-upperright | Component | A2010/AB2003/ | 7571.0004 | -9339.9986 | 400.0012 | Autodesk Revit 2024, Build: 24.2.0.63 | Autodesk.Revit.DB.XYZ | Autodesk.Revit.DB.XYZ | 0 | 0 | 0
A2010/AB2002/_LowerLeft | raido.puust@tut.ee | 2024-04-17T20:53:53 | Box-lowerleft | Component | A2010/AB2002/ | -2821.9999 | -9470.9986 | -799.9994 | Autodesk Revit 2024, Build: 24.2.0.63 | Autodesk.Revit.DB.XYZ | Autodesk.Revit.DB.XYZ | 0 | 0 | 0
A2010/AB2002/_UpperRight | raido.puust@tut.ee | 2024-04-17T20:53:53 | Box-upperright | Component | A2010/AB2002/ | -2560 | -7739.9998 | 400.0012 | Autodesk Revit 2024, Build: 24.2.0.63 | Autodesk.Revit.DB.XYZ | Autodesk.Revit.DB.XYZ | 0 | 0 | 0
A2010/AB2001/_LowerLeft | raido.puust@tut.ee | 2024-04-17T20:53:53 | Box-lowerleft | Component | A2010/AB2001/ | -10591.0014 | -8001.9997 | -799.9994 | Autodesk Revit 2024, Build: 24.2.0.63 | Autodesk.Revit.DB.XYZ | Autodesk.Revit.DB.XYZ | 0 | 0 | 0
A2010/AB2001/_UpperRight | raido.puust@tut.ee | 2024-04-17T20:53:53 | Box-upperright | Component | A2010/AB2001/ | -2691 | -7739.9998 | 400.0012 | Autodesk Revit 2024, Build: 24.2.0.63 | Autodesk.Revit.DB.XYZ | Autodesk.Revit.DB.XYZ | 0 | 0 | 0
B1010/AD5014/_LowerLeft | raido.puust@tut.ee | 2024-04-17T20:53:53 | Box-lowerleft | Component | B1010/AD5014/ | -10979.9994 | -8260.0008 | 400.0012 | Autodesk Revit 2024, Build: 24.2.0.63 | Autodesk.Revit.DB.XYZ | Autodesk.Revit.DB.XYZ | 0 | 0 | 0
B1010/AD5014/_UpperRight | raido.puust@tut.ee | 2024-04-17T20:53:53 | Box-upperright | Component | B1010/AD5014/ | -10440.0005 | -5047.2503 | 3616.2051 | Autodesk Revit 2024, Build: 24.2.0.63 | Autodesk.Revit.DB.XYZ | Autodesk.Revit.DB.XYZ | 0 | 0 | 0
B1010/AD5010/_LowerLeft | raido.puust@tut.ee | 2024-04-17T20:53:53 | Box-lowerleft | Component | B1010/AD5010/ | -10715.0002 | 9549.9997 | 400.0012 | Autodesk Revit 2024, Build: 24.2.0.63 | Autodesk.Revit.DB.XYZ | Autodesk.Revit.DB.XYZ | 0 | 0 | 0
B1010/AD5010/_UpperRight | raido.puust@tut.ee | 2024-04-17T20:53:53 | Box-upperright | Component | B1010/AD5010/ | -3504.9988 | 10080.0012 | 3400.0013 | Autodesk Revit 2024, Build: 24.2.0.63 | Autodesk.Revit.DB.XYZ | Autodesk.Revit.DB.XYZ | 0 | 0 | 0
B1010/AD5009/_LowerLeft | raido.puust@tut.ee | 2024-04-17T20:53:53 | Box-lowerleft | Component | B1010/AD5009/ | -3770.0011 | -460.0011 | 400.0012 | Autodesk Revit 2024, Build: 24.2.0.63 | Autodesk.Revit.DB.XYZ | Autodesk.Revit.DB.XYZ | 0 | 0 | 0
B1010/AD5009/_UpperRight | raido.puust@tut.ee | 2024-04-17T20:53:53 | Box-upperright | Component | B1010/AD5009/ | -3239.9996 | 10080.0012 | 3611.5081 | Autodesk Revit 2024, Build: 24.2.0.63 | Autodesk.Revit.DB.XYZ | Autodesk.Revit.DB.XYZ | 0 | 0 | 0
B1010/AD5008/_LowerLeft | raido.puust@tut.ee | 2024-04-17T20:53:53 | Box-lowerleft | Component | B1010/AD5008/ | -3655.4999 | -460.0011 | 400.0012 | Autodesk Revit 2024, Build: 24.2.0.63 | Autodesk.Revit.DB.XYZ | Autodesk.Revit.DB.XYZ | 0 | 0 | 0
B1010/AD5008/_UpperRight | raido.puust@tut.ee | 2024-04-17T20:53:53 | Box-upperright | Component | B1010/AD5008/ | -1256.5014 | 80.0009 | 3445.5445 | Autodesk Revit 2024, Build: 24.2.0.63 | Autodesk.Revit.DB.XYZ | Autodesk.Revit.DB.XYZ | 0 | 0 | 0
B1010/AD5005/_LowerLeft | raido.puust@tut.ee | 2024-04-17T20:53:53 | Box-lowerleft | Component | B1010/AD5005/ | 7429.9999 | -3845.0002 | 400.0012 | Autodesk Revit 2024, Build: 24.2.0.63 | Autodesk.Revit.DB.XYZ | Autodesk.Revit.DB.XYZ | 0 | 0 | 0
B1010/AD5005/_UpperRight | raido.puust@tut.ee | 2024-04-17T20:53:53 | Box-upperright | Component | B1010/AD5005/ | 7960.0014 | -185.0014 | 3400.0013 | Autodesk Revit 2024, Build: 24.2.0.63 | Autodesk.Revit.DB.XYZ | Autodesk.Revit.DB.XYZ | 0 | 0 | 0
B1010/AD5003/_LowerLeft | raido.puust@tut.ee | 2024-04-17T20:53:53 | Box-lowerleft | Component | B1010/AD5003/ | -3080.001 | -9859.9996 | 400.0012 | Autodesk Revit 2024, Build: 24.2.0.63 | Autodesk.Revit.DB.XYZ | Autodesk.Revit.DB.XYZ | 0 | 0 | 0
B1010/AD5003/_UpperRight | raido.puust@tut.ee | 2024-04-17T20:53:53 | Box-upperright | Component | B1010/AD5003/ | 7694.9991 | -9330.0012 | 3521.9762 | Autodesk Revit 2024, Build: 24.2.0.63 | Autodesk.Revit.DB.XYZ | Autodesk.Revit.DB.XYZ | 0 | 0 | 0
B1010/AD5002/_LowerLeft | raido.puust@tut.ee | 2024-04-17T20:53:53 | Box-lowerleft | Component | B1010/AD5002/ | -3080.001 | -9595.0004 | 400.0012 | Autodesk Revit 2024, Build: 24.2.0.63 | Autodesk.Revit.DB.XYZ | Autodesk.Revit.DB.XYZ | 0 | 0 | 0
B1010/AD5002/_UpperRight | raido.puust@tut.ee | 2024-04-17T20:53:53 | Box-upperright | Component | B1010/AD5002/ | -2549.9995 | -7729.9993 | 4027.8954 | Autodesk Revit 2024, Build: 24.2.0.63 | Autodesk.Revit.DB.XYZ | Autodesk.Revit.DB.XYZ | 0 | 0 | 0
B1010/AD5001/_LowerLeft | raido.puust@tut.ee | 2024-04-17T20:53:53 | Box-lowerleft | Component | B1010/AD5001/ | -6425.4492 | -8260.0008 | 400.0012 | Autodesk Revit 2024, Build: 24.2.0.63 | Autodesk.Revit.DB.XYZ | Autodesk.Revit.DB.XYZ | 0 | 0 | 0
B1010/AD5001/_UpperRight | raido.puust@tut.ee | 2024-04-17T20:53:53 | Box-upperright | Component | B1010/AD5001/ | -2814.9987 | -7729.9993 | 4027.8954 | Autodesk Revit 2024, Build: 24.2.0.63 | Autodesk.Revit.DB.XYZ | Autodesk.Revit.DB.XYZ | 0 | 0 | 0
A2001/BB3008/_LowerLeft | raido.puust@tut.ee | 2024-04-17T20:53:53 | Box-lowerleft | Component | A2001/BB3008/ | -10805.0015 | -8084.9998 | -985.0008 | Autodesk Revit 2024, Build: 24.2.0.63 | Autodesk.Revit.DB.XYZ | Autodesk.Revit.DB.XYZ | 0 | 0 | 0
A2001/BB3008/_UpperRight | raido.puust@tut.ee | 2024-04-17T20:53:53 | Box-upperright | Component | A2001/BB3008/ | -10314.9989 | 9905.0003 | -799.9994 | Autodesk Revit 2024, Build: 24.2.0.63 | Autodesk.Revit.DB.XYZ | Autodesk.Revit.DB.XYZ | 0 | 0 | 0
A2001/BB3007/_LowerLeft | raido.puust@tut.ee | 2024-04-17T20:53:53 | Box-lowerleft | Component | A2001/BB3007/ | -10560.0002 | 9415.0007 | -985.0008 | Autodesk Revit 2024, Build: 24.2.0.63 | Autodesk.Revit.DB.XYZ | Autodesk.Revit.DB.XYZ | 0 | 0 | 0
A2001/BB3007/_UpperRight | raido.puust@tut.ee | 2024-04-17T20:53:53 | Box-upperright | Component | A2001/BB3007/ | -3415.0005 | 9905.0003 | -799.9994 | Autodesk Revit 2024, Build: 24.2.0.63 | Autodesk.Revit.DB.XYZ | Autodesk.Revit.DB.XYZ | 0 | 0 | 0
A2001/BB3006/_LowerLeft | raido.puust@tut.ee | 2024-04-17T20:53:53 | Box-lowerleft | Component | A2001/BB3006/ | -3905.0001 | -584.9996 | -985.0008 | Autodesk Revit 2024, Build: 24.2.0.63 | Autodesk.Revit.DB.XYZ | Autodesk.Revit.DB.XYZ | 0 | 0 | 0
A2001/BB3006/_UpperRight | raido.puust@tut.ee | 2024-04-17T20:53:53 | Box-upperright | Component | A2001/BB3006/ | -3415.0005 | 9659.999 | -799.9994 | Autodesk Revit 2024, Build: 24.2.0.63 | Autodesk.Revit.DB.XYZ | Autodesk.Revit.DB.XYZ | 0 | 0 | 0
A2001/BB3005/_LowerLeft | raido.puust@tut.ee | 2024-04-17T20:53:53 | Box-lowerleft | Component | A2001/BB3005/ | -3659.9988 | -584.9996 | -985.0008 | Autodesk Revit 2024, Build: 24.2.0.63 | Autodesk.Revit.DB.XYZ | Autodesk.Revit.DB.XYZ | 0 | 0 | 0
A2001/BB3005/_UpperRight | raido.puust@tut.ee | 2024-04-17T20:53:53 | Box-upperright | Component | A2001/BB3005/ | 7785.0004 | -95.0001 | -799.9994 | Autodesk Revit 2024, Build: 24.2.0.63 | Autodesk.Revit.DB.XYZ | Autodesk.Revit.DB.XYZ | 0 | 0 | 0
A2001/BB3004/_LowerLeft | raido.puust@tut.ee | 2024-04-17T20:53:53 | Box-lowerleft | Component | A2001/BB3004/ | 7295.0009 | -9440.0004 | -985.0008 | Autodesk Revit 2024, Build: 24.2.0.63 | Autodesk.Revit.DB.XYZ | Autodesk.Revit.DB.XYZ | 0 | 0 | 0
A2001/BB3004/_UpperRight | raido.puust@tut.ee | 2024-04-17T20:53:53 | Box-upperright | Component | A2001/BB3004/ | 7785.0004 | -340.0014 | -799.9994 | Autodesk Revit 2024, Build: 24.2.0.63 | Autodesk.Revit.DB.XYZ | Autodesk.Revit.DB.XYZ | 0 | 0 | 0
A2001/BB3003/_LowerLeft | raido.puust@tut.ee | 2024-04-17T20:53:53 | Box-lowerleft | Component | A2001/BB3003/ | -2905 | -9684.9987 | -985.0008 | Autodesk Revit 2024, Build: 24.2.0.63 | Autodesk.Revit.DB.XYZ | Autodesk.Revit.DB.XYZ | 0 | 0 | 0
A2001/BB3003/_UpperRight | raido.puust@tut.ee | 2024-04-17T20:53:53 | Box-upperright | Component | A2001/BB3003/ | 7785.0004 | -9194.9991 | -799.9994 | Autodesk Revit 2024, Build: 24.2.0.63 | Autodesk.Revit.DB.XYZ | Autodesk.Revit.DB.XYZ | 0 | 0 | 0
A2001/BB3002/_LowerLeft | raido.puust@tut.ee | 2024-04-17T20:53:53 | Box-lowerleft | Component | A2001/BB3002/ | -2905 | -9440.0004 | -985.0008 | Autodesk Revit 2024, Build: 24.2.0.63 | Autodesk.Revit.DB.XYZ | Autodesk.Revit.DB.XYZ | 0 | 0 | 0
A2001/BB3002/_UpperRight | raido.puust@tut.ee | 2024-04-17T20:53:53 | Box-upperright | Component | A2001/BB3002/ | -2415.0005 | -7595.0003 | -799.9994 | Autodesk Revit 2024, Build: 24.2.0.63 | Autodesk.Revit.DB.XYZ | Autodesk.Revit.DB.XYZ | 0 | 0 | 0
A2001/BB3001/_LowerLeft | raido.puust@tut.ee | 2024-04-17T20:53:53 | Box-lowerleft | Component | A2001/BB3001/ | -10560.0002 | -8084.9998 | -985.0008 | Autodesk Revit 2024, Build: 24.2.0.63 | Autodesk.Revit.DB.XYZ | Autodesk.Revit.DB.XYZ | 0 | 0 | 0
A2001/BB3001/_UpperRight | raido.puust@tut.ee | 2024-04-17T20:53:53 | Box-upperright | Component | A2001/BB3001/ | -2659.9987 | -7595.0003 | -799.9994 | Autodesk Revit 2024, Build: 24.2.0.63 | Autodesk.Revit.DB.XYZ | Autodesk.Revit.DB.XYZ | 0 | 0 | 0
B2010/AD5001/_LowerLeft | raido.puust@tut.ee | 2024-04-17T20:53:53 | Box-lowerleft | Component | B2010/AD5001/ | -2769.0013 | -7994.9985 | 400.0012 | Autodesk Revit 2024, Build: 24.2.0.63 | Autodesk.Revit.DB.XYZ | Autodesk.Revit.DB.XYZ | 0 | 0 | 0
B2010/AD5001/_UpperRight | raido.puust@tut.ee | 2024-04-17T20:53:53 | Box-upperright | Component | B2010/AD5001/ | -2549.9995 | -5045.0008 | 2710.0012 | Autodesk Revit 2024, Build: 24.2.0.63 | Autodesk.Revit.DB.XYZ | Autodesk.Revit.DB.XYZ | 0 | 0 | 0
B2010/AD5013/_LowerLeft | raido.puust@tut.ee | 2024-04-17T20:53:53 | Box-lowerleft | Component | B2010/AD5013/ | -6539.9503 | -7994.9985 | 400.0012 | Autodesk Revit 2024, Build: 24.2.0.63 | Autodesk.Revit.DB.XYZ | Autodesk.Revit.DB.XYZ | 0 | 0 | 0
B2010/AD5013/_UpperRight | raido.puust@tut.ee | 2024-04-17T20:53:53 | Box-upperright | Component | B2010/AD5013/ | -6310.9511 | -5039.9991 | 2710.0012 | Autodesk Revit 2024, Build: 24.2.0.63 | Autodesk.Revit.DB.XYZ | Autodesk.Revit.DB.XYZ | 0 | 0 | 0
B2010/AD5002/_LowerLeft | raido.puust@tut.ee | 2024-04-17T20:53:53 | Box-lowerleft | Component | B2010/AD5002/ | -3704.9994 | -5154.5002 | 400.0012 | Autodesk Revit 2024, Build: 24.2.0.63 | Autodesk.Revit.DB.XYZ | Autodesk.Revit.DB.XYZ | 0 | 0 | 0
B2010/AD5002/_UpperRight | raido.puust@tut.ee | 2024-04-17T20:53:53 | Box-upperright | Component | B2010/AD5002/ | 7694.9991 | -4935.5014 | 2710.0012 | Autodesk Revit 2024, Build: 24.2.0.63 | Autodesk.Revit.DB.XYZ | Autodesk.Revit.DB.XYZ | 0 | 0 | 0
B2010/AD5007/_LowerLeft | raido.puust@tut.ee | 2024-04-17T20:53:53 | Box-lowerleft | Component | B2010/AD5007/ | -1360.9991 | -3954.4996 | 400.0012 | Autodesk Revit 2024, Build: 24.2.0.63 | Autodesk.Revit.DB.XYZ | Autodesk.Revit.DB.XYZ | 0 | 0 | 0
B2010/AD5007/_UpperRight | raido.puust@tut.ee | 2024-04-17T20:53:53 | Box-upperright | Component | B2010/AD5007/ | 5295.4641 | -3735.5008 | 2710.0012 | Autodesk Revit 2024, Build: 24.2.0.63 | Autodesk.Revit.DB.XYZ | Autodesk.Revit.DB.XYZ | 0 | 0 | 0
B2010/AD5012/_LowerLeft | raido.puust@tut.ee | 2024-04-17T20:53:53 | Box-lowerleft | Component | B2010/AD5012/ | -3770.0011 | -2454.4995 | 400.0012 | Autodesk Revit 2024, Build: 24.2.0.63 | Autodesk.Revit.DB.XYZ | Autodesk.Revit.DB.XYZ | 0 | 0 | 0
B2010/AD5012/_UpperRight | raido.puust@tut.ee | 2024-04-17T20:53:53 | Box-upperright | Component | B2010/AD5012/ | -3540.9988 | -190.0001 | 2710.0012 | Autodesk Revit 2024, Build: 24.2.0.63 | Autodesk.Revit.DB.XYZ | Autodesk.Revit.DB.XYZ | 0 | 0 | 0
B2010/AD5020/_LowerLeft | raido.puust@tut.ee | 2024-04-17T20:53:53 | Box-lowerleft | Component | B2010/AD5020/ | -10710.0014 | -5164.5007 | 400.0012 | Autodesk Revit 2024, Build: 24.2.0.63 | Autodesk.Revit.DB.XYZ | Autodesk.Revit.DB.XYZ | 0 | 0 | 0
B2010/AD5020/_UpperRight | raido.puust@tut.ee | 2024-04-17T20:53:53 | Box-upperright | Component | B2010/AD5020/ | -8814.7489 | -4929.9998 | 2710.0012 | Autodesk Revit 2024, Build: 24.2.0.63 | Autodesk.Revit.DB.XYZ | Autodesk.Revit.DB.XYZ | 0 | 0 | 0
B2010/AD5009/_LowerLeft | raido.puust@tut.ee | 2024-04-17T20:53:53 | Box-lowerleft | Component | B2010/AD5009/ | -1360.9991 | -3845.0002 | 400.0012 | Autodesk Revit 2024, Build: 24.2.0.63 | Autodesk.Revit.DB.XYZ | Autodesk.Revit.DB.XYZ | 0 | 0 | 0
B2010/AD5009/_UpperRight | raido.puust@tut.ee | 2024-04-17T20:53:53 | Box-upperright | Component | B2010/AD5009/ | -1142.0003 | -2340.0014 | 2710.0012 | Autodesk Revit 2024, Build: 24.2.0.63 | Autodesk.Revit.DB.XYZ | Autodesk.Revit.DB.XYZ | 0 | 0 | 0
B2010/AD5011/_LowerLeft | raido.puust@tut.ee | 2024-04-17T20:53:53 | Box-lowerleft | Component | B2010/AD5011/ | -3655.4999 | -2454.4995 | 400.0012 | Autodesk Revit 2024, Build: 24.2.0.63 | Autodesk.Revit.DB.XYZ | Autodesk.Revit.DB.XYZ | 0 | 0 | 0
B2010/AD5011/_UpperRight | raido.puust@tut.ee | 2024-04-17T20:53:53 | Box-upperright | Component | B2010/AD5011/ | -1251.4997 | -2225.5002 | 2710.0012 | Autodesk Revit 2024, Build: 24.2.0.63 | Autodesk.Revit.DB.XYZ | Autodesk.Revit.DB.XYZ | 0 | 0 | 0
B2010/AD5008/_LowerLeft | raido.puust@tut.ee | 2024-04-17T20:53:53 | Box-lowerleft | Component | B2010/AD5008/ | 3406.963 | -2745.5012 | 400.0012 | Autodesk Revit 2024, Build: 24.2.0.63 | Autodesk.Revit.DB.XYZ | Autodesk.Revit.DB.XYZ | 0 | 0 | 0
B2010/AD5008/_UpperRight | raido.puust@tut.ee | 2024-04-17T20:53:53 | Box-upperright | Component | B2010/AD5008/ | 3625.9648 | -185.0014 | 2710.0012 | Autodesk Revit 2024, Build: 24.2.0.63 | Autodesk.Revit.DB.XYZ | Autodesk.Revit.DB.XYZ | 0 | 0 | 0
B2010/AD5006/_LowerLeft | raido.puust@tut.ee | 2024-04-17T20:53:53 | Box-lowerleft | Component | B2010/AD5006/ | 5185.9647 | -3845.0002 | 400.0012 | Autodesk Revit 2024, Build: 24.2.0.63 | Autodesk.Revit.DB.XYZ | Autodesk.Revit.DB.XYZ | 0 | 0 | 0
B2010/AD5006/_UpperRight | raido.puust@tut.ee | 2024-04-17T20:53:53 | Box-upperright | Component | B2010/AD5006/ | 5404.9635 | -185.0014 | 2710.0012 | Autodesk Revit 2024, Build: 24.2.0.63 | Autodesk.Revit.DB.XYZ | Autodesk.Revit.DB.XYZ | 0 | 0 | 0
B2010/AD5003/_LowerLeft | raido.puust@tut.ee | 2024-04-17T20:53:53 | Box-lowerleft | Component | B2010/AD5003/ | 417.9997 | -9595.0004 | 400.0012 | Autodesk Revit 2024, Build: 24.2.0.63 | Autodesk.Revit.DB.XYZ | Autodesk.Revit.DB.XYZ | 0 | 0 | 0
B2010/AD5003/_UpperRight | raido.puust@tut.ee | 2024-04-17T20:53:53 | Box-upperright | Component | B2010/AD5003/ | 637.0015 | -5045.0008 | 2710.0012 | Autodesk Revit 2024, Build: 24.2.0.63 | Autodesk.Revit.DB.XYZ | Autodesk.Revit.DB.XYZ | 0 | 0 | 0
B2010/AD5004/_LowerLeft | raido.puust@tut.ee | 2024-04-17T20:53:53 | Box-lowerleft | Component | B2010/AD5004/ | 4001.7497 | -9595.0004 | 400.0012 | Autodesk Revit 2024, Build: 24.2.0.63 | Autodesk.Revit.DB.XYZ | Autodesk.Revit.DB.XYZ | 0 | 0 | 0
B2010/AD5004/_UpperRight | raido.puust@tut.ee | 2024-04-17T20:53:53 | Box-upperright | Component | B2010/AD5004/ | 4220.7485 | -5045.0008 | 2710.0012 | Autodesk Revit 2024, Build: 24.2.0.63 | Autodesk.Revit.DB.XYZ | Autodesk.Revit.DB.XYZ | 0 | 0 | 0
B2010/AD5022/_LowerLeft | raido.puust@tut.ee | 2024-04-17T20:53:53 | Box-lowerleft | Component | B2010/AD5022/ | -8250.2502 | -5047.2503 | 400.0012 | Autodesk Revit 2024, Build: 24.2.0.63 | Autodesk.Revit.DB.XYZ | Autodesk.Revit.DB.XYZ | 0 | 0 | 0
B2010/AD5022/_UpperRight | raido.puust@tut.ee | 2024-04-17T20:53:53 | Box-upperright | Component | B2010/AD5022/ | -8015.7493 | -2428.75 | 2710.0012 | Autodesk Revit 2024, Build: 24.2.0.63 | Autodesk.Revit.DB.XYZ | Autodesk.Revit.DB.XYZ | 0 | 0 | 0
B2010/AD5023/_LowerLeft | raido.puust@tut.ee | 2024-04-17T20:53:53 | Box-lowerleft | Component | B2010/AD5023/ | -8132.9997 | -2545.5006 | 400.0012 | Autodesk Revit 2024, Build: 24.2.0.63 | Autodesk.Revit.DB.XYZ | Autodesk.Revit.DB.XYZ | 0 | 0 | 0
B2010/AD5023/_UpperRight | raido.puust@tut.ee | 2024-04-17T20:53:53 | Box-upperright | Component | B2010/AD5023/ | -6029.9986 | -2316.5013 | 2710.0012 | Autodesk Revit 2024, Build: 24.2.0.63 | Autodesk.Revit.DB.XYZ | Autodesk.Revit.DB.XYZ | 0 | 0 | 0
B2010/AD5017/_LowerLeft | raido.puust@tut.ee | 2024-04-17T20:53:53 | Box-lowerleft | Component | B2010/AD5017/ | -10715.0002 | 563.8983 | 400.0012 | Autodesk Revit 2024, Build: 24.2.0.63 | Autodesk.Revit.DB.XYZ | Autodesk.Revit.DB.XYZ | 0 | 0 | 0
B2010/AD5017/_UpperRight | raido.puust@tut.ee | 2024-04-17T20:53:53 | Box-upperright | Component | B2010/AD5017/ | -6029.9986 | 782.8971 | 2710.0012 | Autodesk Revit 2024, Build: 24.2.0.63 | Autodesk.Revit.DB.XYZ | Autodesk.Revit.DB.XYZ | 0 | 0 | 0
B2010/AD5015/_LowerLeft | raido.puust@tut.ee | 2024-04-17T20:53:53 | Box-lowerleft | Component | B2010/AD5015/ | -6149.4985 | -5039.9991 | 400.0012 | Autodesk Revit 2024, Build: 24.2.0.63 | Autodesk.Revit.DB.XYZ | Autodesk.Revit.DB.XYZ | 0 | 0 | 0
B2010/AD5015/_UpperRight | raido.puust@tut.ee | 2024-04-17T20:53:53 | Box-upperright | Component | B2010/AD5015/ | -5920.4992 | -2430.9995 | 2710.0012 | Autodesk Revit 2024, Build: 24.2.0.63 | Autodesk.Revit.DB.XYZ | Autodesk.Revit.DB.XYZ | 0 | 0 | 0
B2010/AD5021/_LowerLeft | raido.puust@tut.ee | 2024-04-17T20:53:53 | Box-lowerleft | Component | B2010/AD5021/ | -8934.2488 | -7994.9985 | 400.0012 | Autodesk Revit 2024, Build: 24.2.0.63 | Autodesk.Revit.DB.XYZ | Autodesk.Revit.DB.XYZ | 0 | 0 | 0
B2010/AD5021/_UpperRight | raido.puust@tut.ee | 2024-04-17T20:53:53 | Box-upperright | Component | B2010/AD5021/ | -8695.2491 | -5047.2503 | 2710.0012 | Autodesk Revit 2024, Build: 24.2.0.63 | Autodesk.Revit.DB.XYZ | Autodesk.Revit.DB.XYZ | 0 | 0 | 0
B2010/AD5010/_LowerLeft | raido.puust@tut.ee | 2024-04-17T20:53:53 | Box-lowerleft | Component | B2010/AD5010/ | -1370.9995 | -2340.0014 | 400.0012 | Autodesk Revit 2024, Build: 24.2.0.63 | Autodesk.Revit.DB.XYZ | Autodesk.Revit.DB.XYZ | 0 | 0 | 0
B2010/AD5010/_UpperRight | raido.puust@tut.ee | 2024-04-17T20:53:53 | Box-upperright | Component | B2010/AD5010/ | -1142.0003 | -185.0014 | 2710.0012 | Autodesk Revit 2024, Build: 24.2.0.63 | Autodesk.Revit.DB.XYZ | Autodesk.Revit.DB.XYZ | 0 | 0 | 0
B1010/AD5007/_LowerLeft | raido.puust@tut.ee | 2024-04-17T20:53:53 | Box-lowerleft | Component | B1010/AD5007/ | -1256.5014 | -450.0006 | 400.0012 | Autodesk Revit 2024, Build: 24.2.0.63 | Autodesk.Revit.DB.XYZ | Autodesk.Revit.DB.XYZ | 0 | 0 | 0
B1010/AD5007/_UpperRight | raido.puust@tut.ee | 2024-04-17T20:53:53 | Box-upperright | Component | B1010/AD5007/ | 5295.4641 | 80.0009 | 3445.5445 | Autodesk Revit 2024, Build: 24.2.0.63 | Autodesk.Revit.DB.XYZ | Autodesk.Revit.DB.XYZ | 0 | 0 | 0
B2010/AD5005/_LowerLeft | raido.puust@tut.ee | 2024-04-17T20:53:53 | Box-lowerleft | Component | B2010/AD5005/ | 5295.4641 | -3954.4996 | 400.0012 | Autodesk Revit 2024, Build: 24.2.0.63 | Autodesk.Revit.DB.XYZ | Autodesk.Revit.DB.XYZ | 0 | 0 | 0
B2010/AD5005/_UpperRight | raido.puust@tut.ee | 2024-04-17T20:53:53 | Box-upperright | Component | B2010/AD5005/ | 7694.9991 | -3735.5008 | 2710.0012 | Autodesk Revit 2024, Build: 24.2.0.63 | Autodesk.Revit.DB.XYZ | Autodesk.Revit.DB.XYZ | 0 | 0 | 0
B1010/AD5004/_LowerLeft | raido.puust@tut.ee | 2024-04-17T20:53:53 | Box-lowerleft | Component | B1010/AD5004/ | 7429.9999 | -9859.9996 | 400.0012 | Autodesk Revit 2024, Build: 24.2.0.63 | Autodesk.Revit.DB.XYZ | Autodesk.Revit.DB.XYZ | 0 | 0 | 0
B1010/AD5004/_UpperRight | raido.puust@tut.ee | 2024-04-17T20:53:53 | Box-upperright | Component | B1010/AD5004/ | 7960.0014 | -3845.0002 | 3400.0013 | Autodesk Revit 2024, Build: 24.2.0.63 | Autodesk.Revit.DB.XYZ | Autodesk.Revit.DB.XYZ | 0 | 0 | 0
B1010/AD5006/_LowerLeft | raido.puust@tut.ee | 2024-04-17T20:53:53 | Box-lowerleft | Component | B1010/AD5006/ | 5295.4641 | -450.0006 | 400.0012 | Autodesk Revit 2024, Build: 24.2.0.63 | Autodesk.Revit.DB.XYZ | Autodesk.Revit.DB.XYZ | 0 | 0 | 0
B1010/AD5006/_UpperRight | raido.puust@tut.ee | 2024-04-17T20:53:53 | Box-upperright | Component | B1010/AD5006/ | 7960.0014 | 80.0009 | 3521.9762 | Autodesk Revit 2024, Build: 24.2.0.63 | Autodesk.Revit.DB.XYZ | Autodesk.Revit.DB.XYZ | 0 | 0 | 0
B1010/AD5015/_LowerLeft | raido.puust@tut.ee | 2024-04-17T20:53:53 | Box-lowerleft | Component | B1010/AD5015/ | -10710.0014 | -8260.0008 | 400.0012 | Autodesk Revit 2024, Build: 24.2.0.63 | Autodesk.Revit.DB.XYZ | Autodesk.Revit.DB.XYZ | 0 | 0 | 0
B1010/AD5015/_UpperRight | raido.puust@tut.ee | 2024-04-17T20:53:53 | Box-upperright | Component | B1010/AD5015/ | -8814.7489 | -7719.9988 | 4027.8954 | Autodesk Revit 2024, Build: 24.2.0.63 | Autodesk.Revit.DB.XYZ | Autodesk.Revit.DB.XYZ | 0 | 0 | 0
B1010/AD5016/_LowerLeft | raido.puust@tut.ee | 2024-04-17T20:53:53 | Box-lowerleft | Component | B1010/AD5016/ | -8814.7489 | -8260.0008 | 400.0012 | Autodesk Revit 2024, Build: 24.2.0.63 | Autodesk.Revit.DB.XYZ | Autodesk.Revit.DB.XYZ | 0 | 0 | 0
B1010/AD5016/_UpperRight | raido.puust@tut.ee | 2024-04-17T20:53:53 | Box-upperright | Component | B1010/AD5016/ | -6425.4492 | -7729.9993 | 4027.8954 | Autodesk Revit 2024, Build: 24.2.0.63 | Autodesk.Revit.DB.XYZ | Autodesk.Revit.DB.XYZ | 0 | 0 | 0
B2010/AD5019/_LowerLeft | raido.puust@tut.ee | 2024-04-17T20:53:53 | Box-lowerleft | Component | B2010/AD5019/ | -8814.7489 | -5164.5007 | 400.0012 | Autodesk Revit 2024, Build: 24.2.0.63 | Autodesk.Revit.DB.XYZ | Autodesk.Revit.DB.XYZ | 0 | 0 | 0
B2010/AD5019/_UpperRight | raido.puust@tut.ee | 2024-04-17T20:53:53 | Box-upperright | Component | B2010/AD5019/ | -8132.9997 | -4929.9998 | 2710.0012 | Autodesk Revit 2024, Build: 24.2.0.63 | Autodesk.Revit.DB.XYZ | Autodesk.Revit.DB.XYZ | 0 | 0 | 0
B2010/AD5014/_LowerLeft | raido.puust@tut.ee | 2024-04-17T20:53:53 | Box-lowerleft | Component | B2010/AD5014/ | -6425.4492 | -5154.5002 | 400.0012 | Autodesk Revit 2024, Build: 24.2.0.63 | Autodesk.Revit.DB.XYZ | Autodesk.Revit.DB.XYZ | 0 | 0 | 0
B2010/AD5014/_UpperRight | raido.puust@tut.ee | 2024-04-17T20:53:53 | Box-upperright | Component | B2010/AD5014/ | -5920.4992 | -4925.5009 | 2710.0012 | Autodesk Revit 2024, Build: 24.2.0.63 | Autodesk.Revit.DB.XYZ | Autodesk.Revit.DB.XYZ | 0 | 0 | 0
B2010/AD5018/_LowerLeft | raido.puust@tut.ee | 2024-04-17T20:53:53 | Box-lowerleft | Component | B2010/AD5018/ | -8132.9997 | -5164.5007 | 400.0012 | Autodesk Revit 2024, Build: 24.2.0.63 | Autodesk.Revit.DB.XYZ | Autodesk.Revit.DB.XYZ | 0 | 0 | 0
B2010/AD5018/_UpperRight | raido.puust@tut.ee | 2024-04-17T20:53:53 | Box-upperright | Component | B2010/AD5018/ | -6425.4492 | -4925.5009 | 2710.0012 | Autodesk Revit 2024, Build: 24.2.0.63 | Autodesk.Revit.DB.XYZ | Autodesk.Revit.DB.XYZ | 0 | 0 | 0
B1010/AD5013/_LowerLeft | raido.puust@tut.ee | 2024-04-17T20:53:53 | Box-lowerleft | Component | B1010/AD5013/ | -10979.9994 | -5047.2503 | 400.0012 | Autodesk Revit 2024, Build: 24.2.0.63 | Autodesk.Revit.DB.XYZ | Autodesk.Revit.DB.XYZ | 0 | 0 | 0
B1010/AD5013/_UpperRight | raido.puust@tut.ee | 2024-04-17T20:53:53 | Box-upperright | Component | B1010/AD5013/ | -10394.9998 | -2428.75 | 3512.8779 | Autodesk Revit 2024, Build: 24.2.0.63 | Autodesk.Revit.DB.XYZ | Autodesk.Revit.DB.XYZ | 0 | 0 | 0
B1010/AD5012/_LowerLeft | raido.puust@tut.ee | 2024-04-17T20:53:53 | Box-lowerleft | Component | B1010/AD5012/ | -10979.9994 | -2428.75 | 400.0012 | Autodesk Revit 2024, Build: 24.2.0.63 | Autodesk.Revit.DB.XYZ | Autodesk.Revit.DB.XYZ | 0 | 0 | 0
B1010/AD5012/_UpperRight | raido.puust@tut.ee | 2024-04-17T20:53:53 | Box-upperright | Component | B1010/AD5012/ | -10450.0009 | 673.3977 | 3512.8779 | Autodesk Revit 2024, Build: 24.2.0.63 | Autodesk.Revit.DB.XYZ | Autodesk.Revit.DB.XYZ | 0 | 0 | 0
B2010/AD5024/_LowerLeft | raido.puust@tut.ee | 2024-04-17T20:53:53 | Box-lowerleft | Component | B2010/AD5024/ | -10715.0002 | -2540.9987 | 400.0012 | Autodesk Revit 2024, Build: 24.2.0.63 | Autodesk.Revit.DB.XYZ | Autodesk.Revit.DB.XYZ | 0 | 0 | 0
B2010/AD5024/_UpperRight | raido.puust@tut.ee | 2024-04-17T20:53:53 | Box-upperright | Component | B2010/AD5024/ | -8132.9997 | -2316.5013 | 2710.0012 | Autodesk Revit 2024, Build: 24.2.0.63 | Autodesk.Revit.DB.XYZ | Autodesk.Revit.DB.XYZ | 0 | 0 | 0
B2010/AD5016/_LowerLeft | raido.puust@tut.ee | 2024-04-17T20:53:53 | Box-lowerleft | Component | B2010/AD5016/ | -6139.5011 | -2430.9995 | 400.0012 | Autodesk Revit 2024, Build: 24.2.0.63 | Autodesk.Revit.DB.XYZ | Autodesk.Revit.DB.XYZ | 0 | 0 | 0
B2010/AD5016/_UpperRight | raido.puust@tut.ee | 2024-04-17T20:53:53 | Box-upperright | Component | B2010/AD5016/ | -5920.4992 | 782.8971 | 2710.0012 | Autodesk Revit 2024, Build: 24.2.0.63 | Autodesk.Revit.DB.XYZ | Autodesk.Revit.DB.XYZ | 0 | 0 | 0
B1010/AD5011/_LowerLeft | raido.puust@tut.ee | 2024-04-17T20:53:53 | Box-lowerleft | Component | B1010/AD5011/ | -10979.9994 | 673.3977 | 400.0012 | Autodesk Revit 2024, Build: 24.2.0.63 | Autodesk.Revit.DB.XYZ | Autodesk.Revit.DB.XYZ | 0 | 0 | 0
B1010/AD5011/_UpperRight | raido.puust@tut.ee | 2024-04-17T20:53:53 | Box-upperright | Component | B1010/AD5011/ | -10450.0009 | 10080.0012 | 3611.5081 | Autodesk Revit 2024, Build: 24.2.0.63 | Autodesk.Revit.DB.XYZ | Autodesk.Revit.DB.XYZ | 0 | 0 | 0
B1020/AD5004/_LowerLeft | raido.puust@tut.ee | 2024-04-17T20:53:53 | Box-lowerleft | Component | B1020/AD5004/ | 7429.9999 | -9595.0004 | 3400.0013 | Autodesk Revit 2024, Build: 24.2.0.63 | Autodesk.Revit.DB.XYZ | Autodesk.Revit.DB.XYZ | 0 | 0 | 0
B1020/AD5004/_UpperRight | raido.puust@tut.ee | 2024-04-17T20:53:53 | Box-upperright | Component | B1020/AD5004/ | 7960.0014 | -3845.0002 | 6400.0014 | Autodesk Revit 2024, Build: 24.2.0.63 | Autodesk.Revit.DB.XYZ | Autodesk.Revit.DB.XYZ | 0 | 0 | 0
B1020/AD5005/_LowerLeft | raido.puust@tut.ee | 2024-04-17T20:53:53 | Box-lowerleft | Component | B1020/AD5005/ | 7429.9999 | -3845.0002 | 3400.0013 | Autodesk Revit 2024, Build: 24.2.0.63 | Autodesk.Revit.DB.XYZ | Autodesk.Revit.DB.XYZ | 0 | 0 | 0
B1020/AD5005/_UpperRight | raido.puust@tut.ee | 2024-04-17T20:53:53 | Box-upperright | Component | B1020/AD5005/ | 7960.0014 | -185.0014 | 6400.0014 | Autodesk Revit 2024, Build: 24.2.0.63 | Autodesk.Revit.DB.XYZ | Autodesk.Revit.DB.XYZ | 0 | 0 | 0
B1020/AD5010/_LowerLeft | raido.puust@tut.ee | 2024-04-17T20:53:53 | Box-lowerleft | Component | B1020/AD5010/ | -10715.0002 | 9549.9997 | 3400.0013 | Autodesk Revit 2024, Build: 24.2.0.63 | Autodesk.Revit.DB.XYZ | Autodesk.Revit.DB.XYZ | 0 | 0 | 0
B1020/AD5010/_UpperRight | raido.puust@tut.ee | 2024-04-17T20:53:53 | Box-upperright | Component | B1020/AD5010/ | -3504.9988 | 10080.0012 | 6400.0014 | Autodesk Revit 2024, Build: 24.2.0.63 | Autodesk.Revit.DB.XYZ | Autodesk.Revit.DB.XYZ | 0 | 0 | 0
B1010/AD5012/QQA03_LowerLeft | raido.puust@tut.ee | 2024-04-17T20:53:53 | Box-lowerleft | Component | B1010/AD5012/QQA03 | -11191.2837 | -2248.2505 | 400.0012 | Autodesk Revit 2024, Build: 24.2.0.63 | Autodesk.Revit.DB.XYZ | Autodesk.Revit.DB.XYZ | 0 | 0 | 0
B1010/AD5012/QQA03_UpperRight | raido.puust@tut.ee | 2024-04-17T20:53:53 | Box-upperright | Component | B1010/AD5012/QQA03 | -10414.6015 | 351.7514 | 2479.9991 | Autodesk Revit 2024, Build: 24.2.0.63 | Autodesk.Revit.DB.XYZ | Autodesk.Revit.DB.XYZ | 0 | 0 | 0
B1010/AD5009/QQA01_LowerLeft | raido.puust@tut.ee | 2024-04-17T20:53:53 | Box-lowerleft | Component | B1010/AD5009/QQA01 | -3770.0011 | 750 | 400.0012 | Autodesk Revit 2024, Build: 24.2.0.63 | Autodesk.Revit.DB.XYZ | Autodesk.Revit.DB.XYZ | 0 | 0 | 0
B1010/AD5009/QQA01_UpperRight | raido.puust@tut.ee | 2024-04-17T20:53:53 | Box-upperright | Component | B1010/AD5009/QQA01 | -3028.7153 | 5429.9998 | 2630.0003 | Autodesk Revit 2024, Build: 24.2.0.63 | Autodesk.Revit.DB.XYZ | Autodesk.Revit.DB.XYZ | 0 | 0 | 0
B1010/AD5010/QQA02_LowerLeft | raido.puust@tut.ee | 2024-04-17T20:53:53 | Box-lowerleft | Component | B1010/AD5010/QQA02 | -8750.0003 | 9549.9997 | 400.0012 | Autodesk Revit 2024, Build: 24.2.0.63 | Autodesk.Revit.DB.XYZ | Autodesk.Revit.DB.XYZ | 0 | 0 | 0
B1010/AD5010/QQA02_UpperRight | raido.puust@tut.ee | 2024-04-17T20:53:53 | Box-upperright | Component | B1010/AD5010/QQA02 | -4070.0005 | 10291.2855 | 2630.0003 | Autodesk Revit 2024, Build: 24.2.0.63 | Autodesk.Revit.DB.XYZ | Autodesk.Revit.DB.XYZ | 0 | 0 | 0
B1010/AD5003/QQA02_LowerLeft | raido.puust@tut.ee | 2024-04-17T20:53:53 | Box-lowerleft | Component | B1010/AD5003/QQA02 | -1650.0013 | -10071.2839 | 799.9994 | Autodesk Revit 2024, Build: 24.2.0.63 | Autodesk.Revit.DB.XYZ | Autodesk.Revit.DB.XYZ | 0 | 0 | 0
B1010/AD5003/QQA02_UpperRight | raido.puust@tut.ee | 2024-04-17T20:53:53 | Box-upperright | Component | B1010/AD5003/QQA02 | -650.0012 | -9330.0012 | 2400.0013 | Autodesk Revit 2024, Build: 24.2.0.63 | Autodesk.Revit.DB.XYZ | Autodesk.Revit.DB.XYZ | 0 | 0 | 0
B1010/AD5003/QQA03_LowerLeft | raido.puust@tut.ee | 2024-04-17T20:53:53 | Box-lowerleft | Component | B1010/AD5003/QQA03 | 1937.001 | -10071.2839 | 799.9994 | Autodesk Revit 2024, Build: 24.2.0.63 | Autodesk.Revit.DB.XYZ | Autodesk.Revit.DB.XYZ | 0 | 0 | 0
B1010/AD5003/QQA03_UpperRight | raido.puust@tut.ee | 2024-04-17T20:53:53 | Box-upperright | Component | B1010/AD5003/QQA03 | 2937.001 | -9330.0012 | 2400.0013 | Autodesk Revit 2024, Build: 24.2.0.63 | Autodesk.Revit.DB.XYZ | Autodesk.Revit.DB.XYZ | 0 | 0 | 0
B1010/AD5003/QQA04_LowerLeft | raido.puust@tut.ee | 2024-04-17T20:53:53 | Box-lowerleft | Component | B1010/AD5003/QQA04 | 5429.9998 | -10071.2839 | 799.9994 | Autodesk Revit 2024, Build: 24.2.0.63 | Autodesk.Revit.DB.XYZ | Autodesk.Revit.DB.XYZ | 0 | 0 | 0
B1010/AD5003/QQA04_UpperRight | raido.puust@tut.ee | 2024-04-17T20:53:53 | Box-upperright | Component | B1010/AD5003/QQA04 | 6429.9998 | -9330.0012 | 2400.0013 | Autodesk Revit 2024, Build: 24.2.0.63 | Autodesk.Revit.DB.XYZ | Autodesk.Revit.DB.XYZ | 0 | 0 | 0
B1010/AD5013/QQA11_LowerLeft | raido.puust@tut.ee | 2024-04-17T20:53:53 | Box-lowerleft | Component | B1010/AD5013/QQA11 | -10979.9994 | -4730.499 | 880.0003 | Autodesk Revit 2024, Build: 24.2.0.63 | Autodesk.Revit.DB.XYZ | Autodesk.Revit.DB.XYZ | 0 | 0 | 0
B1010/AD5013/QQA11_UpperRight | raido.puust@tut.ee | 2024-04-17T20:53:53 | Box-upperright | Component | B1010/AD5013/QQA11 | -10211.5041 | -3500.5 | 2495.0014 | Autodesk Revit 2024, Build: 24.2.0.63 | Autodesk.Revit.DB.XYZ | Autodesk.Revit.DB.XYZ | 0 | 0 | 0
B1010/AD5004/QQA05_LowerLeft | raido.puust@tut.ee | 2024-04-17T20:53:53 | Box-lowerleft | Component | B1010/AD5004/QQA05 | 7429.9999 | -4640.0009 | 400.0012 | Autodesk Revit 2024, Build: 24.2.0.63 | Autodesk.Revit.DB.XYZ | Autodesk.Revit.DB.XYZ | 0 | 0 | 0
B1010/AD5004/QQA05_UpperRight | raido.puust@tut.ee | 2024-04-17T20:53:53 | Box-upperright | Component | B1010/AD5004/QQA05 | 8171.2857 | -4140.0009 | 2479.9991 | Autodesk Revit 2024, Build: 24.2.0.63 | Autodesk.Revit.DB.XYZ | Autodesk.Revit.DB.XYZ | 0 | 0 | 0
B1010/AD5005/QQA06_LowerLeft | raido.puust@tut.ee | 2024-04-17T20:53:53 | Box-lowerleft | Component | B1010/AD5005/QQA06 | 7429.9999 | -1179.9997 | 400.0012 | Autodesk Revit 2024, Build: 24.2.0.63 | Autodesk.Revit.DB.XYZ | Autodesk.Revit.DB.XYZ | 0 | 0 | 0
B1010/AD5005/QQA06_UpperRight | raido.puust@tut.ee | 2024-04-17T20:53:53 | Box-upperright | Component | B1010/AD5005/QQA06 | 8171.2857 | -679.9997 | 2479.9991 | Autodesk Revit 2024, Build: 24.2.0.63 | Autodesk.Revit.DB.XYZ | Autodesk.Revit.DB.XYZ | 0 | 0 | 0
B1010/AD5006/QQA07_LowerLeft | raido.puust@tut.ee | 2024-04-17T20:53:53 | Box-lowerleft | Component | B1010/AD5006/QQA07 | 6700.0008 | -450.0006 | 400.0012 | Autodesk Revit 2024, Build: 24.2.0.63 | Autodesk.Revit.DB.XYZ | Autodesk.Revit.DB.XYZ | 0 | 0 | 0
B1010/AD5006/QQA07_UpperRight | raido.puust@tut.ee | 2024-04-17T20:53:53 | Box-upperright | Component | B1010/AD5006/QQA07 | 7200.0008 | 291.2852 | 2479.9991 | Autodesk Revit 2024, Build: 24.2.0.63 | Autodesk.Revit.DB.XYZ | Autodesk.Revit.DB.XYZ | 0 | 0 | 0
B1010/AD5007/QQA08_LowerLeft | raido.puust@tut.ee | 2024-04-17T20:53:53 | Box-lowerleft | Component | B1010/AD5007/QQA08 | 3825.9624 | -450.0006 | 400.0012 | Autodesk Revit 2024, Build: 24.2.0.63 | Autodesk.Revit.DB.XYZ | Autodesk.Revit.DB.XYZ | 0 | 0 | 0
B1010/AD5007/QQA08_UpperRight | raido.puust@tut.ee | 2024-04-17T20:53:53 | Box-upperright | Component | B1010/AD5007/QQA08 | 4325.9624 | 291.2852 | 2479.9991 | Autodesk Revit 2024, Build: 24.2.0.63 | Autodesk.Revit.DB.XYZ | Autodesk.Revit.DB.XYZ | 0 | 0 | 0
B1010/AD5007/QQA09_LowerLeft | raido.puust@tut.ee | 2024-04-17T20:53:53 | Box-lowerleft | Component | B1010/AD5007/QQA09 | 2735.964 | -450.0006 | 400.0012 | Autodesk Revit 2024, Build: 24.2.0.63 | Autodesk.Revit.DB.XYZ | Autodesk.Revit.DB.XYZ | 0 | 0 | 0
B1010/AD5007/QQA09_UpperRight | raido.puust@tut.ee | 2024-04-17T20:53:53 | Box-upperright | Component | B1010/AD5007/QQA09 | 3235.9641 | 291.2852 | 2479.9991 | Autodesk Revit 2024, Build: 24.2.0.63 | Autodesk.Revit.DB.XYZ | Autodesk.Revit.DB.XYZ | 0 | 0 | 0
B1010/AD5008/QQA10_LowerLeft | raido.puust@tut.ee | 2024-04-17T20:53:53 | Box-lowerleft | Component | B1010/AD5008/QQA10 | -2600.9986 | -460.0011 | 400.0012 | Autodesk Revit 2024, Build: 24.2.0.63 | Autodesk.Revit.DB.XYZ | Autodesk.Revit.DB.XYZ | 0 | 0 | 0
B1010/AD5008/QQA10_UpperRight | raido.puust@tut.ee | 2024-04-17T20:53:53 | Box-upperright | Component | B1010/AD5008/QQA10 | -2100.9986 | 286.2864 | 2479.9991 | Autodesk Revit 2024, Build: 24.2.0.63 | Autodesk.Revit.DB.XYZ | Autodesk.Revit.DB.XYZ | 0 | 0 | 0
B1010/AD5014/QQA12_LowerLeft | raido.puust@tut.ee | 2024-04-17T20:53:53 | Box-lowerleft | Component | B1010/AD5014/QQA12 | -10979.9994 | -7568.0011 | 400.0012 | Autodesk Revit 2024, Build: 24.2.0.63 | Autodesk.Revit.DB.XYZ | Autodesk.Revit.DB.XYZ | 0 | 0 | 0
B1010/AD5014/QQA12_UpperRight | raido.puust@tut.ee | 2024-04-17T20:53:53 | Box-upperright | Component | B1010/AD5014/QQA12 | -10233.7149 | -7068.0011 | 2479.9991 | Autodesk Revit 2024, Build: 24.2.0.63 | Autodesk.Revit.DB.XYZ | Autodesk.Revit.DB.XYZ | 0 | 0 | 0
B1010/AD5002/QQA01_LowerLeft | raido.puust@tut.ee | 2024-04-17T20:53:53 | Box-lowerleft | Component | B1010/AD5002/QQA01 | -3291.2853 | -9045.001 | 400.0012 | Autodesk Revit 2024, Build: 24.2.0.63 | Autodesk.Revit.DB.XYZ | Autodesk.Revit.DB.XYZ | 0 | 0 | 0
B1010/AD5002/QQA01_UpperRight | raido.puust@tut.ee | 2024-04-17T20:53:53 | Box-upperright | Component | B1010/AD5002/QQA01 | -2549.9995 | -8545.0009 | 2479.9991 | Autodesk Revit 2024, Build: 24.2.0.63 | Autodesk.Revit.DB.XYZ | Autodesk.Revit.DB.XYZ | 0 | 0 | 0
B1010/AD5016/QQA13_LowerLeft | raido.puust@tut.ee | 2024-04-17T20:53:53 | Box-lowerleft | Component | B1010/AD5016/QQA13 | -8610.2495 | -8470.9986 | 880.0003 | Autodesk Revit 2024, Build: 24.2.0.63 | Autodesk.Revit.DB.XYZ | Autodesk.Revit.DB.XYZ | 0 | 0 | 0
B1010/AD5016/QQA13_UpperRight | raido.puust@tut.ee | 2024-04-17T20:53:53 | Box-upperright | Component | B1010/AD5016/QQA13 | -7380.2504 | -7729.9993 | 2495.0014 | Autodesk Revit 2024, Build: 24.2.0.63 | Autodesk.Revit.DB.XYZ | Autodesk.Revit.DB.XYZ | 0 | 0 | 0

## Issue
Name | CreatedBy | CreatedOn | Type | Risk | Chance | Impact | SheetName1 | RowName1 | SheetName2 | RowName2 | Description | Owner | Mitigation | ExtSystem | ExtObject | ExtIdentifier

## PickLists
Assembly-AssemblyType | Category-Connection | Category-Coordinate | Category-Document | Category-Element | Category-Facility | Category-Floor | Category-Impact | Category-Issue | Category-Job | Category-Product | Category-Resource | Category-Role | Category-Space | Category-Spare | Category-Zone | Document-ApprovalBy | Impact-ImpactStage | Issue-Chance | Issue-Impact | Issue-Risk | Job-Status | SheetName | SheetName-Assembly | SheetName-Coordinate | Stage | Type-AssetType | Units-Area | Units-Currency | Units-Duration | Units-Impact | Units-Linear | Units-Volume | objAssembly | objAttribute | objAttributeType | objComponent | objConnection | objContact | objCoordinate | objDocument | objFacility | objFloor | objImpact | objIssue | objJob | objProject | objResource | objSite | objSpace | objSpare | objSystem | objType | objWarranty | objZone
Excluded | Control | Point | Certificates | Ss_15 Earthworks, remediation and temporary systems | En_20 Administrative, commercial and protective service entities | Floor | Cost | Change | Adjustment | Pr_15 Preparatory products | Labor | Ro_10 Management roles | SL_20 Administrative, commercial and protective service spaces | Lubricant | Circulation Zone | Owner Approval | Installation | Has Occurred | Very High | Very High | Not Yet Started | Assembly | Attribute | Component | Approved | Fixed | Square Inches | Dollars | As required | Currency | Inches | Cubic Feet | IfcRelAggregates | IfcPropertyObjectReference | BoundedValue | IfcBeam | IfcRelConnectsElements | IfcOrganization | IfcBoundingBox | IfcDocumentInformation | IfcBuilding | IfcBuildingStorey | IfcPropertySet | IfcApproval | IfcProcedure | IfcProject | IfcConstructionProductResource | IfcSite | IfcSpace | IfcConstructionProductResource | IfcSystem | IfcActuatorType | Pset_Warranty | IfcZone
Fixed | Flow | Line-end-one | Client Requirements | Ss_15_10 Groundworks and earthworks systems | En_20_10 Legislative entities | Roof | Climate Change | Claim | Calibration | Pr_15_31 Formless preparatory products | Material | Ro_10_10 Organization roles | SL_20_10 Legislative spaces | Other | Fire Alarm Zone | Contractor Certified | Maintenance | High | High | High | Started | Attribute | Component | Floor | As Built | Moveable | Square Feet | Euros | Day | Kg CO2e | Feet | Cubic Meters |  | IfcPropertySingleValue | EnumeratedValue | IfcBuildingElementPart |  | IfcPerson | IfcCartesianPoint | IfcDocumentReference |  |  |  | Pset_Risk | IfcTask |  | IfcCrewResource |  |  | ifcConstraint |  | IfcAirTerminalBoxType
Included | Return | Line-end-two | Closeout Submittals | Ss_15_10_30 Excavating and filling systems | En_20_10_45 Governmental buildings | Site | Primary Energy Consumption | Coordination | Emergency | Pr_15_31_04 Applied cleaning and treatment products | Tools | Ro_10_10_05 Associate | SL_20_10_47 Legislative chambers | Part | Historical Preservation Zone | Information Only | Production | Moderate | Moderate | Moderate | Completed | Component | Connection | Space | Exact Requirement |  | Square Miles |  | Minute | MJ | Miles |  |  |  | ListValue | IfcBuildingElementProxy |  | IfcPersonAndOrganization | [8 empty] | IfcLaborResource |  |  |  |  | IfcAirTerminalType
Layer | Supply | Box-lowerleft | Contract Drawings | Ss_15_10_30_05 Backfill systems | En_20_15 Administrative office entities |  |  | Environmental | Inspection | Pr_15_31_04_02 Acid neutralization products | Training | Ro_10_10_12 Chairman | SL_20_10_49 Legislative chamber viewing galleries | PartSet | Lighting Zone |  | Replacement | Low | Low | Low |  | Connection | Coordinate |  | Maximum Requirement |  | Square Millimeters |  | Month |  | Millimeters |  |  |  | ReferenceValue | IfcChamferEdgeFeature | [15 empty] | IfcAirToAirHeatRecoveryType
Mix | Structural | Box-upperright | Contract Drawings | Ss_15_10_30_25 Earthworks excavating systems | En_20_15_10 Multiple occupation office buildings |  |  | Function | Operation | Pr_15_31_04_06 Biocidal cleaning solutions |  | Ro_10_10_14 Chief executive officer | SL_20_15 Administrative spaces | Spare | Occupancy Zone |  | Reuse | Unknown | Unknown | Unknown |  | Contact | Document |  | Minimum Requirement |  | Square Meters |  | Quarter |  | Meters |  |  |  | SetValue | IfcColumn | [15 empty] | IfcAlarmType
Optional |  |  | Contract Modifications | Ss_15_10_30_27 Earthworks filling systems | En_20_15_70 Single occupation office buildings |  |  | IndoorAirQuality | PM | Pr_15_31_04_10 Chemical absorbent products |  | Ro_10_10_16 Chief financial officer | SL_20_15_27 Enclosed offices | SpareSet | Ventilation Zone |  | Use |  |  |  |  | Coordinate | Facility |  | Requirement |  | Square Kilometers |  | Week |  | Kilometers |  |  |  | SingleValue | IfcCovering | [15 empty] | IfcBeamType
|  |  | Contract Specifications | Ss_15_10_30_29 Earthworks filling systems around trees | En_20_20 Secular representative entities |  |  | Installation | Safety | Pr_15_31_04_11 Chemical cleaning gels and liquids |  | Ro_10_10_18 Chief operating officer | SL_20_15_50 Meeting rooms | [8 empty] | Document | Floor |  | Submitted |  |  |  | Year | [5 empty] | TableValue | IfcCurtainWall | [15 empty] | IfcBoilerType
|  |  | Design Data | Ss_15_10_30_31 Earthworks filling systems behind retaining walls | En_20_20_10 Buildings for representatives of nation states abroad |  |  | RFI | ShutDown | Pr_15_31_04_12 Chemical poultices |  | Ro_10_10_20 Coordinator | SL_20_15_59 Offices | [8 empty] | Facility | Issue | [12 empty] | IfcDiscreteAccessory | [15 empty] | IfcBuildingElementProxyType
|  |  | Design Review Comment | Ss_15_10_30_65 Puddled clay lining systems | En_20_20_40 Local government buildings |  |  | Safety | StartUp | Pr_15_31_04_13 Cleaners |  | Ro_10_10_25 Director | SL_20_15_61 Open-plan offices | [8 empty] | Floor | Job | [12 empty] | IfcDistributionChamberElement | [15 empty] | IfcCableCarrierFittingType
|  |  | Manufacturer Field Reports | Ss_15_10_30_90 Topsoil filling systems | En_20_20_50 National government buildings |  |  | Specification | Testing | Pr_15_31_04_14 Cleaning agents |  | Ro_10_10_30 Executive director | SL_20_15_71 Reception areas | [8 empty] | Impact | Resource | [12 empty] | IfcDistributionControlElement | [15 empty] | IfcCableCarrierSegmentType
|  |  | Manufacturer Instructions | Ss_15_10_33 Ground gas disposal systems | En_20_20_70 Regional government buildings |  |  |  | Trouble | Pr_15_31_04_15 Concrete surface retarders |  | Ro_10_10_50 Manager | SL_20_45 Motor vehicle maintenance and fuelling spaces | [8 empty] | Issue | Space | [12 empty] | IfcDistributionElement | [15 empty] | IfcCableSegmentType
|  |  | Operation and Maintenance | Ss_15_10_33_34 Ground gas collection and venting systems | En_20_45 Motor vehicle maintenance and fuelling entities |  |  |  |  | Pr_15_31_04_16 Concrete treatment surface and injection chemicals |  | Ro_10_10_53 Managing director | SL_20_45_27 Electric motor vehicle charging points | [8 empty] | Job | Spare | [12 empty] | IfcDistributionFlowElement | [15 empty] | IfcChillerType
|  |  | Preconstruction Submittals | Ss_15_10_35 Ground remediation systems | En_20_45_50 Motor vehicle fuelling and charging entities |  |  |  |  | Pr_15_31_04_20 Curing compounds |  | Ro_10_10_58 Non-executive director | SL_20_45_29 Fuel filling station air and water points | [8 empty] | Resource | System | [12 empty] | IfcDoor | [15 empty] | IfcCoilType
|  |  | Product Data | Ss_15_10_35_07 Bioremediation systems | En_20_45_54 Motor vehicle servicing and repair entities |  |  |  |  | Pr_15_31_04_23 De-icing chemicals |  | Ro_10_10_60 Partner | SL_20_45_30 Fuel filling station forecourts | [8 empty] | Space | Type | [12 empty] | IfcElectricalElement | [15 empty] | IfcColumnType
|  |  | Punch List Items | Ss_15_10_45 Landfill systems | En_20_50 Commercial entities |  |  |  |  | Pr_15_31_04_34 Graffiti-removing chemicals |  | Ro_10_10_65 President | SL_20_45_31 Fuel filling station tanks areas | [8 empty] | Spare | Zone | [12 empty] | IfcElectricDistributionPoint | [15 empty] | IfcCompressorType
|  |  | Request for Information | Ss_15_10_76 Site waste disposal systems | En_20_50_05 Auction buildings |  |  |  |  | Pr_15_31_04_35 Grit |  | Ro_10_10_70 Principal | SL_20_45_53 Motor vehicle maintenance areas | [8 empty] | System | [13 empty] | IfcElementAssembly | [15 empty] | IfcCondenserType
|  |  | Requests for Information | Ss_15_10_76_21 Dewatering systems | En_20_50_22 Department stores |  |  |  |  | Pr_15_31_04_53 Mould removers |  | Ro_10_10_88 Technician | SL_20_45_95 Vehicle inspection pits | [8 empty] | Type | [13 empty] | IfcEnergyConversionDevice | [15 empty] | IfcControllerType
|  |  | Samples | Ss_15_10_78 Slurry wall systems | En_20_50_29 Financial and professional services buildings |  |  |  |  | Pr_15_31_04_58 Oil-absorbent products |  | Ro_10_10_94 Vice chairman | SL_20_45_96 Vehicle servicing areas | [8 empty] | Zone | [13 empty] | IfcEquipmentElement | [15 empty] | IfcCooledBeamType
|  |  | Shop Drawings | Ss_15_10_80 Stabilization systems | En_20_50_50 Markets |  |  |  |  | Pr_15_31_04_60 Paint strippers |  | Ro_10_10_95 Vice president | SL_20_50 Commercial spaces | [22 empty] | IfcFastener | [15 empty] | IfcCoolingTowerType
|  |  | Specifications | Ss_15_10_80_33 Erosion control systems | En_20_50_53 Mixed use buildings |  |  |  |  | Pr_15_31_04_64 Plain poultices |  | Ro_10_20 Client roles | SL_20_50_03 Ambient wholesale spaces | [22 empty] | IfcFlowController | [15 empty] | IfcCurtainWallType
|  |  | Test Reports | Ss_15_10_80_70 Rock bolting and dowelling systems | En_20_50_55 Motor vehicle sales entities |  |  |  |  | Pr_15_31_04_72 Rock salt |  | Ro_10_20_14 Client (K) | SL_20_50_05 Auction rooms | [22 empty] | IfcFlowFitting | [15 empty] | IfcDamperType
|  |  |  | Ss_15_10_80_80 Soil nailing systems | En_20_50_80 Shop units |  |  |  |  | Pr_15_31_04_77 Shampoos |  | Ro_10_20_15 Client advisor | SL_20_50_10 Beauty salons | [22 empty] | IfcFlowMovingDevice | [15 empty] | IfcDiscreteAccessoryType
|  |  |  | Ss_15_10_80_85 Subterranean void filling systems | En_20_50_85 Supermarkets |  |  |  |  | Pr_15_31_04_80 Snow clearing chemicals |  | Ro_10_20_16 Client representative | SL_20_50_12 Checkout points | [22 empty] | IfcFlowSegment | [15 empty] | IfcDistributionChamberElementType
|  |  |  | Ss_15_30 Remediation, repair and renovation systems | En_20_50_97 Wholesale buildings |  |  |  |  | Pr_15_31_04_81 Solvents |  | Ro_10_20_26 Employer | SL_20_50_22 Department store shop floors | [22 empty] | IfcFlowStorageDevice | [15 empty] | IfcDistributionElementType
|  |  |  | Ss_15_30_10 Building services remediation systems | En_20_55 Postal communications entities |  |  |  |  | Pr_15_31_04_84 Spot-removing chemicals |  | Ro_10_30 Asset management roles | SL_20_50_29 Financial and professional services outlets | [22 empty] | IfcFlowTerminal | [15 empty] | IfcDoorStyle
|  |  |  | Ss_15_30_12 Ceramics repair and renovation systems | En_20_55_65 Post office buildings |  |  |  |  | Pr_15_31_04_85 Sugar soap |  | Ro_10_30_02 Asset assurance manager | SL_20_50_30 Fitting rooms | [22 empty] | IfcFlowTreatmentDevice | [15 empty] | IfcDuctFittingType
|  |  |  | Ss_15_30_15 Concrete and masonry cleaning systems | En_20_55_80 Sorting office buildings |  |  |  |  | Pr_15_31_04_86 Surface cleaners |  | Ro_10_30_21 Asset data governance manager | SL_20_50_32 Food and drink outlets | [22 empty] | IfcFooting | [15 empty] | IfcDuctSegmentType
|  |  |  | Ss_15_30_15_15 Concrete cleaning systems | En_20_60 Military entities |  |  |  |  | Pr_15_31_12 Chemical soils stabilizers |  | Ro_10_30_42 Investment consultant | SL_20_50_36 Hair and beauty salons | [22 empty] | IfcFurnishingElement | [15 empty] | IfcDuctSilencerType
|  |  |  | Ss_15_30_15_50 Masonry cleaning systems | En_20_60_02 Air force buildings |  |  |  |  | Pr_15_31_12_42 Injectable resinous soil stabilizers |  | Ro_10_30_50 Asset manager | SL_20_50_37 Hair salons | [22 empty] | IfcMechanicalFastener | [15 empty] | IfcElectricApplianceType
|  |  |  | Ss_15_30_15_65 Preliminary concrete cleaning systems | En_20_60_10 Army buildings |  |  |  |  | Pr_15_31_26 Excavated earth and fill materials |  | Ro_10_30_80 Asset standards manager | SL_20_50_47 Livestock auction rooms | [22 empty] | IfcMember | [15 empty] | IfcElectricFlowStorageDeviceType
|  |  |  | Ss_15_30_15_66 Preliminary masonry cleaning systems | En_20_60_56 Navy buildings |  |  |  |  | Pr_15_31_26_02 Asphalt arisings granular unbound mixtures |  | Ro_10_40 Operation management roles | SL_20_50_51 Market stalls | [22 empty] | IfcOpeningElement | [15 empty] | IfcElectricGeneratorType
|  |  |  | Ss_15_30_17 Concrete repair and renovation systems | En_20_65 Law enforcement operational entities |  |  |  |  | Pr_15_31_26_07 Bentonite |  | Ro_10_40_01 Access manager | SL_20_50_55 Motor vehicle showrooms | [22 empty] | IfcPile | [15 empty] | IfcElectricHeaterType
|  |  |  | Ss_15_30_17_10 Bonded steel plate repair systems | En_20_65_09 Police buildings |  |  |  |  | Pr_15_31_26_13 Chalk |  | Ro_10_40_11 Catering manager | SL_20_50_70 Refrigerated wholesale spaces | [22 empty] | IfcPlate | [15 empty] | IfcElectricMotorType
|  |  |  | Ss_15_30_17_12 Concrete crack repair or filling systems | En_20_70 Judicial entities |  |  |  |  | Pr_15_31_26_14 Clay |  | Ro_10_40_20 Configuration change manager | SL_20_50_72 Retail kiosks | [22 empty] | IfcProjectionElement | [15 empty] | IfcElectricTimeControlType
|  |  |  | Ss_15_30_17_14 Concrete mortar or overlay systems | En_20_70_40 Law court buildings |  |  |  |  | Pr_15_31_26_15 Coarse no fines rubble fill materials |  | Ro_10_40_22 Cost manager | SL_20_50_85 Supermarket shop floors | [22 empty] | IfcRailing | [15 empty] | IfcEvaporativeCoolerType
|  |  |  | Ss_15_30_17_16 Concrete protective coating systems | En_20_75 Detention entities |  |  |  |  | Pr_15_31_26_17 Cohesive material |  | Ro_10_40_24 Demand manager | SL_20_50_86 Tan spray booths | [22 empty] | IfcRamp | [15 empty] | IfcEvaporatorType
|  |  |  | Ss_15_30_17_18 Concrete repair systems | En_20_75_10 Detention buildings |  |  |  |  | Pr_15_31_26_18 Close-graded granular unbound mixtures |  | Ro_10_40_28 Energy manager | SL_20_50_87 Tattoo and piercing parlours | [22 empty] | IfcRampFlight | [15 empty] | IfcFanType
|  |  |  | Ss_15_30_17_85 Sprayed concrete repair systems | En_20_80 Weapons training ranges |  |  |  |  | Pr_15_31_26_26 Earth |  | Ro_10_40_30 Facilities manager (F) | SL_20_50_96 Waste and scrap yards | [22 empty] | IfcReinforcingBar | [15 empty] | IfcFastenerType
|  |  |  | Ss_15_30_32 Fungus and beetle eradication systems | En_20_80_29 Firing range buildings |  |  |  |  | Pr_15_31_26_31 Glass bottles |  | Ro_10_40_32 Fleet manager | SL_20_55 Postal communications spaces | [22 empty] | IfcRoof | [15 empty] | IfcFilterType
|  |  |  | Ss_15_30_32_05 Beetle eradication systems | En_20_80_30 Exterior firing ranges |  |  |  |  | Pr_15_31_26_33 Graded granular fill materials |  | Ro_10_40_36 Health and safety manager | SL_20_55_45 Letter sorting offices | [22 empty] | IfcRoundedEdgeFeature | [15 empty] | IfcFireSuppressionTerminalType
|  |  |  | Ss_15_30_32_15 Combined fungus and beetle treatment systems | En_20_85 Security entities |  |  |  |  | Pr_15_31_26_34 Graded natural granular fill materials |  | Ro_10_40_43 IT business analyst | SL_20_55_50 Mail order sorting and despatch facilities | [22 empty] | IfcSlab | [15 empty] | IfcFlowInstrumentType
|  |  |  | Ss_15_30_32_35 Hot air infestation treatment systems | En_20_85_15 Security control buildings |  |  |  |  | Pr_15_31_26_35 Graded recycled granular fill materials |  | Ro_10_40_47 Legal representative | SL_20_55_60 Parcel sorting offices | [22 empty] | IfcStair | [15 empty] | IfcFlowMeterType
|  |  |  | Ss_15_30_32_50 Masonry fungus treatment systems | En_20_85_30 Security fences |  |  |  |  | Pr_15_31_26_36 Hardcore |  | Ro_10_40_49 Maintenance planner | SL_20_55_65 Post rooms | [22 empty] | IfcStairFlight | [15 empty] | IfcFurnishingElementType
|  |  |  | Ss_15_30_32_85 Termite treatment systems | En_20_90 Incident support entities |  |  |  |  | Pr_15_31_26_39 Higher fines content well-graded granular mixtures |  | Ro_10_40_50 Maintenance provider | SL_20_60 Military protective spaces | [22 empty] | IfcTendonAnchor | [15 empty] | IfcFurnitureType
|  |  |  | Ss_15_30_32_90 Timber fungus treatment systems | En_20_90_10 Fire and rescue training buildings |  |  |  |  | Pr_15_31_26_42 Hoggin |  | Ro_10_40_52 Management consultant | SL_20_60_08 Bombardment shelters | [22 empty] | IfcTransportElement | [15 empty] | IfcGasTerminalType
|  |  |  | Ss_15_30_33 Glass repair and renovation systems | En_20_90_15 Fire station buildings |  |  |  |  | Pr_15_31_26_46 Landscape area fill materials |  | Ro_10_40_53 Marketing consultant | SL_20_60_27 Emergency shelters | [22 empty] | IfcWall | [15 empty] | IfcHeatExchangerType
|  |  |  | Ss_15_30_36 Grouting systems | En_25 Cultural, educational, scientific and information entities |  |  |  |  | Pr_15_31_26_50 Made ground |  | Ro_10_40_65 Procurement consultant | SL_20_60_70 Radiation protection shelters | [22 empty] | IfcWallStandardCase | [15 empty] | IfcHumidifierType
|  |  |  | Ss_15_30_50 Masonry repair and renovation systems | En_25_05 Commemoration entities |  |  |  |  | Pr_15_31_26_58 Open-graded granular unbound mixtures |  | Ro_10_40_74 Safety manager | SL_20_60_98 War emergency centres | [22 empty] | IfcWindow | [15 empty] | IfcJunctionBoxType
|  |  |  | Ss_15_30_50_50 Masonry repair systems | En_25_05_35 Gardens of remembrance |  |  |  |  | Pr_15_31_26_71 River deposits |  | Ro_10_40_76 Security consultant | SL_20_62 Parade spaces | [38 empty] | IfcLampType
|  |  |  | Ss_15_30_50_53 Mortar joint repair systems | En_25_05_50 Memorials |  |  |  |  | Pr_15_31_26_75 Sand |  | Ro_10_40_86 Timetable assurance coordinator | SL_20_62_65 Parade grounds | [38 empty] | IfcLightFixtureType
|  |  |  | Ss_15_30_50_55 Mortar repointing systems | En_25_05_55 Monuments |  |  |  |  | Pr_15_31_26_90 Topsoil |  | Ro_10_40_88 Traffic consultant | SL_20_65 Law enforcement spaces | [38 empty] | IfcMechanicalFastenerType
|  |  |  | Ss_15_30_52 Metal repair and renovation systems | En_25_10 Educational entities |  |  |  |  | Pr_15_31_26_96 Well-graded granular unbound mixtures |  | Ro_10_40_90 Transportation manager | SL_20_65_15 Command and control spaces | [38 empty] | IfcMemberType
|  |  |  | Ss_15_30_52_03 Aluminium repair systems | En_25_10_10 Pre-school educational buildings |  |  |  |  | Pr_15_57 Non-rigid sheet, mat and strip preparatory products |  | Ro_30 Delivery roles | SL_20_65_28 Examination rooms | [38 empty] | IfcMotorConnectionType
|  |  |  | Ss_15_30_52_15 Copper repair systems | En_25_10_20 Infant educational buildings |  |  |  |  | Pr_15_57_04 Applied cleaning and repair products |  | Ro_30_10 Delivery team roles | SL_20_65_39 Identification control rooms | [38 empty] | IfcOutletType
|  |  |  | Ss_15_30_52_42 Iron repair systems | En_25_10_30 Primary educational buildings |  |  |  |  | Pr_15_57_04_34 Graffiti-removing wipes |  | Ro_30_10_13 Clerk of works | SL_20_65_40 Identification suites | [38 empty] | IfcPipeFittingType
|  |  |  | Ss_15_30_52_46 Lead repair systems | En_25_10_40 Secondary educational buildings |  |  |  |  | Pr_15_57_25 Geocells |  | Ro_30_10_17 Commissioning engineer | SL_20_65_41 Interview monitoring rooms | [38 empty] | IfcPipeSegmentType
|  |  |  | Ss_15_30_52_84 Steel repair systems | En_25_10_50 Pre-tertiary educational buildings |  |  |  |  | Pr_15_57_25_03 Acrylonitrile butadiene styrene (ABS) geocell boards |  | Ro_30_10_19 Contract administrator | SL_20_65_42 Interview rooms | [38 empty] | IfcPlateType
|  |  |  | Ss_15_30_65 Pipeline renovation systems | En_25_10_60 Tertiary educational buildings |  |  |  |  | Pr_15_57_25_04 Acrylonitrile butadiene styrene (ABS) geocell sheets |  | Ro_30_10_20 Contractor (W) | SL_20_65_65 Police boxes | [38 empty] | IfcProtectiveDeviceType
|  |  |  | Ss_15_30_65_15 Close fit plastics pipe lining systems | En_25_10_70 Adult educational buildings |  |  |  |  | Pr_15_57_25_32 Geocell boards |  | Ro_30_10_22 Cost consultant | SL_20_70 Judicial spaces | [38 empty] | IfcPumpType
|  |  |  | Ss_15_30_65_17 Continuous plastics pipe lining systems | En_25_30 Scientific and laboratory entities |  |  |  |  | Pr_15_57_25_33 Geocell sheets |  | Ro_30_10_27 Employer's agent | SL_20_70_15 Court rooms | [38 empty] | IfcRailingType
|  |  |  | Ss_15_30_65_20 Cured in place lining systems | En_25_30_40 Laboratory buildings |  |  |  |  | Pr_15_57_25_35 Heavy-duty polystyrene geocell boards |  | Ro_30_10_36 Health and safety consultant | SL_20_70_18 Court room viewing galleries | [38 empty] | IfcRampFlightType
|  |  |  | Ss_15_30_65_65 Preformed lining systems | En_25_30_50 Meteorological stations |  |  |  |  | Pr_15_57_25_36 Heavy-duty polystyrene geocell sheets |  | Ro_30_10_42 Information manager | SL_20_70_23 Defendant docks | [38 empty] | IfcSanitaryTerminalType
|  |  |  | Ss_15_30_65_72 Rigidly anchored plastics inner layer (RAPL) lining systems | En_25_30_60 Observatory buildings |  |  |  |  | Pr_15_57_25_39 High density polyethylene (PE-HD) geocell boards |  | Ro_30_10_43 Insurance consultant | SL_20_70_28 Evidence rooms | [38 empty] | IfcSensorType
|  |  |  | Ss_15_30_65_80 Spray lining systems | En_25_30_66 Observatory antennas |  |  |  |  | Pr_15_57_25_40 High density polyethylene (PE-HD) geocell sheets |  | Ro_30_10_47 Legal consultant | SL_20_70_41 Judicial benches | [38 empty] | IfcSlabType
|  |  |  | Ss_15_30_65_81 Spirally wound plastics pipe lining systems | En_25_30_70 Research buildings |  |  |  |  | Pr_15_57_25_57 Needle-punched polyester linen |  | Ro_30_10_67 Project manager | SL_20_70_44 Jury boxes | [38 empty] | IfcStackTerminalType
|  |  |  | Ss_15_30_90 Timber repair and renovation systems | En_25_30_77 Seed banks |  |  |  |  | Pr_15_57_25_70 Polyester strips |  | Ro_30_10_85 Sub-contractor (X) | SL_20_70_97 Witness stands | [38 empty] | IfcStairFlightType
|  |  |  | Ss_15_30_90_82 Timber end lap repair systems | En_25_30_90 Triangulation pillars |  |  |  |  | Pr_15_57_25_74 Polypropylene geocell boards |  | Ro_30_30 Official roles | SL_20_75 Detention spaces | [38 empty] | IfcSwitchingDeviceType
|  |  |  | Ss_15_30_90_84 Timber joint strengthening systems | En_25_50 Exhibition entities |  |  |  |  | Pr_15_57_25_75 Polypropylene geocell sheets |  | Ro_30_30_09 Building control officer | SL_20_75_13 Charge areas | [38 empty] | IfcSystemFurnitureElementType
|  |  |  | Ss_15_30_90_86 Timber section repair external splice systems | En_25_50_02 Art exhibition buildings |  |  |  |  | Pr_15_57_27 Geocomposites |  | Ro_30_30_16 Conservation officer | SL_20_75_15 Communal inmate dayrooms | [38 empty] | IfcTankType
|  |  |  | Ss_15_30_90_88 Timber section repair internal reinforcement systems | En_25_50_04 Art installations |  |  |  |  | Pr_15_57_27_33 Geocomposite sheets |  | Ro_30_30_20 Development control officer | SL_20_75_22 Detention cells | [38 empty] | IfcTransformerType
|  |  |  | Ss_15_30_90_90 Timber section strengthening external reinforcement systems | En_25_50_15 Collection exhibition buildings |  |  |  |  | Pr_15_57_27_36 Geocomposite studded sheets |  | Ro_30_30_22 Dispute resolution officer | SL_20_75_28 Exercise yards | [38 empty] | IfcTransportElementType d
|  |  |  | Ss_15_30_90_92 Timber section strengthening internal reinforcement systems | En_25_50_29 Fauna exhibition buildings |  |  |  |  | Pr_15_57_27_38 Geomembrane geogrid composite sheets |  | Ro_30_30_26 Environmental officer | SL_20_75_35 Guard stations | [38 empty] | IfcTubeBundleType
|  |  |  | Ss_15_95 Temporary works systems | En_25_50_30 Fauna exhibition grounds |  |  |  |  | Pr_15_57_27_39 Geosynthetic clay liners (GCLs) |  | Ro_30_30_29 Flood and coastal risk management officer | SL_20_75_38 Holding cells | [38 empty] | IfcUnitaryEquipmentType
|  |  |  | Ss_15_95_15 Temporary preparatory works systems | En_25_50_31 Flora exhibition buildings |  |  |  |  | Pr_15_57_27_43 Geotextile geogrid composite sheets |  | Ro_30_30_36 Heritage officer | SL_20_75_75 Sally ports | [38 empty] | IfcValveType
|  |  |  | Ss_15_95_15_10 Borehole systems | En_25_50_32 Flora exhibition grounds |  |  |  |  | Pr_15_57_27_45 Geotextile geomembrane composite sheets |  | Ro_30_30_60 Party wall surveyor | SL_20_75_77 Secure visiting rooms | [38 empty] | IfcVibrationIsolatorType
|  |  |  | Ss_15_95_17 Temporary protection systems | En_25_50_54 Multipurpose exhibition buildings |  |  |  |  | Pr_15_57_27_47 Geotextile geonet composite sheets |  | Ro_30_30_65 Planning officer | SL_20_75_95 Vehicle impound yards | [38 empty] | IfcWallType
|  |  |  | Ss_15_95_17_90 Temporary backfill systems | En_25_70 Information entities |  |  |  |  | Pr_15_57_27_49 Geotextile plastics composite sheets |  | Ro_30_30_67 Principal contractor | SL_20_80 Weapons training spaces | [38 empty] | IfcWasteTerminalType
|  |  |  | Ss_15_95_20 Temporary whole entity structural works systems | En_25_70_02 Archive buildings |  |  |  |  | Pr_15_57_27_60 Plastics geocomposite sheets |  | Ro_30_30_68 Principal designer | SL_20_80_03 Artillery firing ranges | [38 empty] | IfcWindowStyle
|  |  |  | Ss_15_95_20_30 Flying shores systems | En_25_70_13 Conference buildings |  |  |  |  | Pr_15_57_30 Geomembranes |  | Ro_30_40 Supplier roles | SL_20_80_30 Firing ranges | [38 empty] | IfcWindowStyle
|  |  |  | Ss_15_95_20_32 Framed retention structure systems | En_25_70_42 Information kiosks |  |  |  |  | Pr_15_57_33 Geosynthetics |  | Ro_30_40_40 Importer | SL_20_80_63 Pistol firing ranges
|  |  |  | Ss_15_95_20_70 Raking shores systems | En_25_70_47 Library buildings |  |  |  |  | Pr_15_57_33_36 Geogrids |  | Ro_30_40_54 Manufacturer | SL_20_80_72 Rifle firing ranges
|  |  |  | Ss_15_95_20_72 Retention structure systems | En_25_90 Worship entities |  |  |  |  | Pr_15_57_33_37 Geomats |  | Ro_30_40_56 Nominated supplier | SL_20_85 Security spaces
|  |  |  | Ss_15_95_20_75 Scaffold retention structure systems | En_25_90_30 Faith worship buildings |  |  |  |  | Pr_15_57_33_38 Geonets |  | Ro_30_40_86 Supplier | SL_20_85_63 Pedestrian security check points
|  |  |  | Ss_15_95_20_87 Thrust pit systems | En_30 Industrial entities |  |  |  |  | Pr_15_57_33_41 High density polyethylene (PE-HD) geogrids |  | Ro_30_50 Team lead roles | SL_20_85_75 Security control spaces
|  |  |  | Ss_15_95_25 Temporary wall and barrier works systems | En_30_10 Mineral extraction entities |  |  |  |  | Pr_15_57_33_42 High density polyethylene (PE-HD) geonets |  | Ro_30_50_04 Asset management lead | SL_20_85_80 Security offices
|  |  |  | Ss_15_95_30 Temporary roof, floor and paving works systems | En_30_10_57 Offshore oil and gas extraction platforms |  |  |  |  | Pr_15_57_33_64 Plastics geogrids |  | Ro_30_50_19 Construction lead | SL_20_85_95 Vehicular security check points
|  |  |  | Ss_15_95_32 Temporary water and land management systems | En_30_10_80 Spoil heaps |  |  |  |  | Pr_15_57_33_75 Polyester geogrids |  | Ro_30_50_25 Design lead | SL_20_90 Fire and incident support spaces
|  |  |  | Ss_15_95_32_85 Sedimentation ponds | En_30_10_85 Surface mining structures |  |  |  |  | Pr_15_57_33_77 Polyethylene geomats |  | Ro_30_50_61 Operation lead | SL_20_90_25 Escape stairs
|  |  |  | Ss_15_95_35 Temporary fixed access, tunnel, shaft, vessel and tower works systems | En_30_10_86 Surface mining cuttings |  |  |  |  | Pr_15_57_33_79 Polymeric rib geonets |  | Ro_30_50_69 Programme lead | SL_20_90_28 Firefighting stairs
|  |  |  | Ss_15_95_40 Temporary signage and fittings, furnishings and equipment (FF&E) works systems | En_30_10_90 Underground mining structures |  |  |  |  | Pr_15_57_33_80 Polyolefin geomats |  | Ro_30_50_70 Project lead | SL_20_90_30 Fire refuge spaces
|  |  |  | Ss_15_95_45 Temporary flora and fauna systems | En_30_20 Nuclear and chemical management entities |  |  |  |  | Pr_15_57_33_85 Spun-bonded polypropylene (PP) membranes |  | Ro_30_50_90 Task team lead | SL_20_90_31 Fire training spaces
|  |  |  | Ss_15_95_45_42 Intercropping systems | En_30_20_15 Radioactivity waste management control buildings |  |  |  |  | Pr_15_57_33_97 Woven polypropylene (PP) membranes |  | Ro_50 Design roles | SL_20_90_60 Protected escape corridors
|  |  |  | Ss_15_95_45_85 Spoil heap temporary crop systems | En_30_20_30 High heat generating radioactive waste management tunnel |  |  |  |  | Pr_15_57_35 Geotextiles |  | Ro_50_10 Building design roles | SL_20_95 Protected zones
|  |  |  | Ss_15_95_45_90 Topsoil heap temporary crop systems | En_30_20_35 High heat radioactive waste package transfer buildings |  |  |  |  | Pr_15_57_35_56 Natural material geotextiles |  | Ro_50_10_01 Access consultant | SL_20_95_20 Detection zones
|  |  |  | Ss_15_95_55 Temporary piped supply works systems | En_30_20_45 Low heat radioactive waste package transfer buildings |  |  |  |  | Pr_15_57_35_57 Needle-punched nonwoven geotextiles |  | Ro_50_10_03 Architect (A) | SL_20_95_28 Evacuation zones
|  |  |  | Ss_15_95_55_90 Tunnelling compressed air systems | En_30_20_60 Low heat generating radioactive waste management vault |  |  |  |  | Pr_15_57_35_61 Plastics geotextiles |  | Ro_50_10_04 Architectural designer | SL_20_95_30 Fire compartments
|  |  |  | Ss_15_95_60 Temporary heating, cooling and refrigeration works systems | En_30_20_70 Radioactivity decontamination buildings |  |  |  |  | Pr_15_57_35_88 Thermally-bonded nonwoven geotextiles |  | Ro_50_10_05 Architectural technologist | SL_20_95_32 Fire suppression zones
|  |  |  | Ss_15_95_65 Temporary ventilation and air conditioning works systems | En_30_20_75 Radioactivity effluent management buildings |  |  |  |  | Pr_15_71 Rigid board, panel and sheet preparatory products |  | Ro_50_10_14 Cladding designer | SL_20_95_80 Smoke control zones
|  |  |  | Ss_15_95_70 Temporary electrical works systems | En_30_30 Mineral processing entities |  |  |  |  | Pr_15_71_90 Trench boards and sheets |  | Ro_50_10_43 Interior designer (I) | SL_25 Cultural, educational, scientific and information spaces
|  |  |  | Ss_15_95_75 Temporary communications, security, safety, control and protection works systems | En_30_30_33 Gas processing structures |  |  |  |  | Pr_15_71_90_90 Trench boards |  | Ro_50_10_50 Lighting designer | SL_25_05 Commemoration spaces
|  |  |  | Ss_15_95_80 Temporary pavement works systems | En_30_30_58 Oil processing structures |  |  |  |  | Pr_15_71_90_91 Trench sheets |  | Ro_50_10_80 Signage designer | SL_25_05_72 Commemoration sites
|  |  |  | Ss_15_95_80_02 Temporary access road systems | En_30_30_59 Ore processing structures |  |  |  |  | Pr_15_93 Unit preparatory products |  | Ro_50_20 Engineering design roles | SL_25_10 Educational spaces
|  |  |  | Ss_15_95_80_72 Temporary roadwork systems | En_30_40 Animal and plant products processing entities |  |  |  |  | Pr_15_93_30 Fill blocks |  | Ro_50_20_02 Acoustic engineer | SL_25_10_04 Art classrooms
|  |  |  | Ss_15_95_85 Temporary process engineering works systems | En_30_40_01 Animal processing buildings |  |  |  |  | Pr_15_93_30_28 Expanded polystyrene (EPS) fill blocks |  | Ro_50_20_08 Building services engineer | SL_25_10_05 Assembly halls
|  |  |  | Ss_15_95_90 Temporary soft facility management works services | En_30_40_20 Crop processing buildings |  |  |  |  | Pr_20 Structure and general products |  | Ro_50_20_11 Civil engineer (C) | SL_25_10_08 Biology teaching laboratories
|  |  |  | Ss_20 Structural systems | En_30_40_30 Fish processing buildings |  |  |  |  | Pr_20_29 Fastener products |  | Ro_50_20_24 Demolition engineer | SL_25_10_13 Chemistry teaching laboratories
|  |  |  | Ss_20_05 Substructure systems | En_30_40_40 Horticultural processing buildings |  |  |  |  | Pr_20_29_03 Anchors and components |  | Ro_50_20_28 Drainage engineer (D) | SL_25_10_14 Classrooms
|  |  |  | Ss_20_05_15 Concrete foundation systems | En_30_40_90 Timber processing buildings |  |  |  |  | Pr_20_29_03_04 Anchor blocks |  | Ro_50_20_30 Electrical services engineer (E) | SL_25_10_15 Common rooms
|  |  |  | Ss_20_05_15_65 Precast concrete pad and strip foundation systems | En_30_50 Manufacturing entities |  |  |  |  | Pr_20_29_03_05 Anchor rails |  | Ro_50_20_31 Electronics engineer | SL_25_10_17 Craft classrooms
|  |  |  | Ss_20_05_15_70 Reinforced concrete pad and strip foundation systems | En_30_50_15 Cranes |  |  |  |  | Pr_20_29_03_10 Carbon steel anchor plates |  | Ro_50_20_33 Fire engineer | SL_25_10_21 Dance studios
|  |  |  | Ss_20_05_15_71 Reinforced concrete pilecap and ground beam foundation systems | En_30_50_50 Manufacturing buildings |  |  |  |  | Pr_20_29_03_11 Carbon steel chemical anchor rods |  | Ro_50_20_37 Geotechnical engineer | SL_25_10_22 Dissection theatres
|  |  |  | Ss_20_05_15_72 Reinforced concrete raft foundation systems | En_30_60 Cleaning and maintenance entities |  |  |  |  | Pr_20_29_03_12 Carbon steel chemical anchor sockets |  | Ro_50_20_40 Heating, ventilation and air conditioning engineer (H) | SL_25_10_24 Drama studios
|  |  |  | Ss_20_05_15_80 Steel ground beam foundation systems | En_30_60_20 Decontamination laundry buildings |  |  |  |  | Pr_20_29_03_13 Carbon steel post base plates |  | Ro_50_20_41 Highways engineer (D) | SL_25_10_25 Driving skid pans
|  |  |  | Ss_20_05_15_90 Unreinforced concrete foundation systems for cast in products | En_30_60_40 Laundry buildings |  |  |  |  | Pr_20_29_03_14 Carbon steel post spikes |  | Ro_50_20_42 Hydraulic engineer | SL_25_10_26 Driving tuition spaces
|  |  |  | Ss_20_05_15_91 Unreinforced concrete pad and strip foundation systems | En_30_60_50 Maintenance buildings |  |  |  |  | Pr_20_29_03_15 Cavity anchors |  | Ro_50_20_53 Mechanical, electrical, instrumentation, control and automation (MEICA) engineer | SL_25_10_28 Educational workshops
|  |  |  | Ss_20_05_15_92 Unreinforced concrete trench fill foundation systems | En_30_60_94 Vehicle cleaning buildings |  |  |  |  | Pr_20_29_03_16 Chemical anchor capsules |  | Ro_50_20_54 Mechanical services engineer (M) | SL_25_10_30 Food technology classrooms
|  |  |  | Ss_20_05_50 Minor concrete substructure systems | En_30_70 Process entities |  |  |  |  | Pr_20_29_03_17 Chemical anchor cartridges |  | Ro_50_20_59 Overhead wires engineer | SL_25_10_40 Information and communications technology (ICT) laboratories
|  |  |  | Ss_20_05_50_15 Concrete haunching systems | En_30_70_13 Chimney stacks |  |  |  |  | Pr_20_29_03_18 Chemical anchors |  | Ro_50_20_65 Process engineer | SL_25_10_46 Language laboratories
|  |  |  | Ss_20_05_50_65 Precast concrete foundation and plinth systems | En_30_70_15 Conveyors |  |  |  |  | Pr_20_29_03_28 Expansion anchors |  | Ro_50_20_68 Public health engineer (P) | SL_25_10_47 Lecture theatres
|  |  |  | Ss_20_05_50_70 Reinforced concrete base or foundation systems | En_30_70_17 Cooling towers |  |  |  |  | Pr_20_29_03_30 Fixing discs |  | Ro_50_20_70 Rail engineer | SL_25_10_55 Music classrooms
|  |  |  | Ss_20_05_50_92 Unreinforced concrete foundation with cast in products systems | En_30_70_28 Equipment gantries |  |  |  |  | Pr_20_29_03_31 Framing anchors |  | Ro_50_20_72 Reliability engineer | SL_25_10_66 Physics teaching laboratories
|  |  |  | Ss_20_05_50_93 Unreinforced concrete foundation and plinth systems | En_30_80 Mechanical power generation |  |  |  |  | Pr_20_29_03_32 Framing fasteners |  | Ro_50_20_74 Rolling stock engineer | SL_25_10_78 Seminar rooms
|  |  |  | Ss_20_05_65 Piling systems | En_30_80_96 Watermills |  |  |  |  | Pr_20_29_03_33 Ground anchor heads |  | Ro_50_20_79 Signalling engineer | SL_25_10_84 Study rooms
|  |  |  | Ss_20_05_65_24 Driven precast or prestressed concrete piling systems | En_30_80_97 Windmills |  |  |  |  | Pr_20_29_03_34 Ground plate anchors |  | Ro_50_20_83 Structural engineer (S) | SL_25_20 Design spaces
|  |  |  | Ss_20_05_65_40 In situ concrete augered piling systems | En_30_85 Marine and water entities |  |  |  |  | Pr_20_29_03_35 Grouted ground anchors |  | Ro_50_20_86 Systems engineer | SL_25_20_04 Artists' studios
|  |  |  | Ss_20_05_65_41 In situ concrete bored piling systems | En_30_85_07 Boathouse buildings |  |  |  |  | Pr_20_29_03_36 Hammer-in fasteners |  | Ro_50_20_88 Telecommunication engineer | SL_25_20_18 Creative art studios
|  |  |  | Ss_20_05_65_42 In situ concrete cased displacement piling systems | En_30_85_08 Boatyard buildings |  |  |  |  | Pr_20_29_03_44 J-pins |  | Ro_50_20_90 Traffic engineer | SL_25_20_23 Designers' studios
|  |  |  | Ss_20_05_65_43 In situ concrete displacement piling systems | En_30_85_24 Dry docks |  |  |  |  | Pr_20_29_03_47 Lifting anchors |  | Ro_50_20_96 Water services engineer | SL_25_30 Scientific and laboratory spaces
|  |  |  | Ss_20_05_65_44 In situ concrete mini-piling or micro-piling systems | En_30_85_80 Shipyard buildings |  |  |  |  | Pr_20_29_03_48 Lifting hoops |  | Ro_50_30 Environmental design roles | SL_25_30_02 Anechoic chambers
|  |  |  | Ss_20_05_65_64 Plunge column piling systems | En_30_90 Warehousing and distribution entities |  |  |  |  | Pr_20_29_03_66 Prestressing anchors |  | Ro_50_30_04 Arboriculturalist | SL_25_30_04 Astronomical observatories
|  |  |  | Ss_20_05_65_76 Screw piling systems | En_30_90_33 Goods warehousing buildings |  |  |  |  | Pr_20_29_03_72 Rock bolts |  | Ro_50_30_25 Ecologist | SL_25_30_05 Autoclave rooms
|  |  |  | Ss_20_05_65_84 Steel bearing pile systems | En_30_90_35 Goods distribution buildings |  |  |  |  | Pr_20_29_03_73 Rock dowels |  | Ro_50_30_47 Landscape architect (L) | SL_25_30_07 Biological laboratories
|  |  |  | Ss_20_05_65_89 Timber piling systems | En_32 Water and land management entities |  |  |  |  | Pr_20_29_03_77 Socket anchors |  | Ro_50_30_48 Landscape designer | SL_25_30_10 Bioscience laboratories
|  |  |  | Ss_20_05_90 Underpinning systems | En_32_10 Agricultural and horticultural entities |  |  |  |  | Pr_20_29_03_78 Solar module roof anchors |  | Ro_50_30_94 Urban designer (T) | SL_25_30_13 Chemistry laboratories
|  |  |  | Ss_20_05_90_10 Beam and pier unreinforced concrete underpinning systems | En_32_10_02 Arable buildings |  |  |  |  | Pr_20_29_03_79 Split rings |  | Ro_70 Site roles | SL_25_30_14 Clean rooms
|  |  |  | Ss_20_05_90_35 Grouted underpinning systems | En_32_10_04 Arable land |  |  |  |  | Pr_20_29_03_80 Sprayed concrete anchor studs |  | Ro_70_10 Surveyor and planner roles | SL_25_30_15 Clinical biochemistry laboratories
|  |  |  | Ss_20_05_90_45 Jacked pile underpinning systems | En_32_10_20 Coppices |  |  |  |  | Pr_20_29_03_81 Sprayed concrete ties |  | Ro_70_10_10 Building inspector | SL_25_30_16 Clinical microbiology laboratories
|  |  |  | Ss_20_05_90_46 Jet grouted underpinning systems | En_32_10_28 Fishing buildings |  |  |  |  | Pr_20_29_03_82 Stainless steel anchor plates |  | Ro_70_10_11 Building surveyor (B) | SL_25_30_17 Clinical pathology laboratories
|  |  |  | Ss_20_05_90_50 Mass concrete underpinning systems | En_32_10_29 Fishing cages |  |  |  |  | Pr_20_29_03_83 Stainless steel chemical anchor rods |  | Ro_70_10_16 Conservation surveyor | SL_25_30_19 Containment laboratories
|  |  |  | Ss_20_05_90_60 Pile and cantilever support underpinning systems | En_32_10_30 Forestry buildings |  |  |  |  | Pr_20_29_03_84 Stainless steel chemical anchor sockets |  | Ro_70_10_33 Geotechnical surveyor (G) | SL_25_30_21 Dark rooms
|  |  |  | Ss_20_05_90_61 Pile and needle underpinning systems | En_32_10_31 Forestry plantations |  |  |  |  | Pr_20_29_03_86 Structural anchors |  | Ro_70_10_36 Heritage surveyor | SL_25_30_22 Dental laboratories
|  |  |  | Ss_20_05_90_70 Raking pile underpinning systems | En_32_10_39 Horticultural buildings |  |  |  |  | Pr_20_29_03_88 Threaded anchors |  | Ro_70_10_46 Land surveyor (G) | SL_25_30_23 Dissection rooms
|  |  |  | Ss_20_10 Structural frame systems | En_32_10_40 Horticultural land |  |  |  |  | Pr_20_29_03_92 Undercut anchors |  | Ro_70_10_64 Planning consultant | SL_25_30_26 Earth sciences laboratories
|  |  |  | Ss_20_10_30 Bridge structure systems | En_32_10_46 Livestock buildings |  |  |  |  | Pr_20_29_03_97 Wedge anchors |  | Ro_70_10_75 Quantity surveyor (Q) | SL_25_30_27 Engineering laboratories
|  |  |  | Ss_20_10_30_30 Footbridge systems | En_32_10_47 Livestock paddocks and fields |  |  |  |  | Pr_20_29_04 Angle fasteners |  | Ro_70_10_80 Site investigation consultant | SL_25_30_28 Experiment control rooms
|  |  |  | Ss_20_10_30_65 Pipe bridge systems | En_32_10_93 Vineyard and winery buildings |  |  |  |  | Pr_20_29_04_26 Equal angles fasteners |  | Ro_70_10_93 Utilities surveyor | SL_25_30_29 Flow cytometry rooms
|  |  |  | Ss_20_10_60 Prefabricated framed and panelled structures | En_32_10_94 Vineyard plantations |  |  |  |  | Pr_20_29_04_27 Equipment fasteners |  | Ro_70_30 Environmental and geological roles | SL_25_30_30 Food testing laboratories
|  |  |  | Ss_20_10_60_34 Glazed structural systems | En_32_35 Grounds |  |  |  |  | Pr_20_29_08 Bolts and accessories |  | Ro_70_30_04 Archaeologist | SL_25_30_31 Forensics laboratories
|  |  |  | Ss_20_10_60_60 Panelled and framed structural systems | En_32_35_05 Arboretums |  |  |  |  | Pr_20_29_08_04 Anchor bolts |  | Ro_70_30_27 Environmental assessor | SL_25_30_32 Forensic scientific support rooms
|  |  |  | Ss_20_10_60_84 Structural insulated panel systems | En_32_35_12 Botanical gardens |  |  |  |  | Pr_20_29_08_07 Black hexagon nuts and bolts |  | Ro_70_30_28 Environmental consultant | SL_25_30_33 Geology laboratories
|  |  |  | Ss_20_10_65 Prefabricated room systems | En_32_35_15 Community gardens |  |  |  |  | Pr_20_29_08_08 Bolt boxes |  | Ro_70_30_35 Geographic information system consultant | SL_25_30_42 Instrument rooms
|  |  |  | Ss_20_10_65_15 Composite pods | En_32_35_33 Gardens |  |  |  |  | Pr_20_29_08_11 Carbon steel hexagon headed nuts and bolts |  | Ro_70_30_85 Sustainability consultant | SL_25_30_46 Laboratory cold rooms
|  |  |  | Ss_20_10_65_17 Concrete pods | En_32_35_36 Hard landscapes |  |  |  |  | Pr_20_29_08_12 Carbon steel hook bolts (J-bolts) |  | Ro_70_50 Building trades | SL_25_30_47 Laboratory warm rooms
|  |  |  | Ss_20_10_65_65 Polypropylene pods | En_32_35_80 Soft landscapes |  |  |  |  | Pr_20_29_08_15 Coach (carriage) bolts and nuts |  | Ro_70_50_02 Access floor installer | SL_25_30_50 Material testing laboratories
|  |  |  | Ss_20_10_70 Shelter systems | En_32_40 Land managed entities |  |  |  |  | Pr_20_29_08_18 Crossing bolts |  | Ro_70_50_07 Bricklayer | SL_25_30_66 Physics laboratories
|  |  |  | Ss_20_10_70_03 Animal shelter systems | En_32_40_20 Cuttings |  |  |  |  | Pr_20_29_08_26 Elevator bolts |  | Ro_70_50_09 Builder's labourer | SL_25_30_68 Psychology laboratories
|  |  |  | Ss_20_10_70_62 People shelter systems | En_32_40_26 Embankments |  |  |  |  | Pr_20_29_08_27 Eye bolts |  | Ro_70_50_10 Building insulation installer | SL_25_30_70 Radiation shielded rooms
|  |  |  | Ss_20_10_70_64 Plant shelter systems | En_32_40_30 False cuttings |  |  |  |  | Pr_20_29_08_28 Expanding bolts |  | Ro_70_50_12 Carpenter | SL_25_30_76 Scientific equipment rooms
|  |  |  | Ss_20_10_70_84 Storage shelter systems | En_32_40_90 Trenches |  |  |  |  | Pr_20_29_08_30 Fishplate bolts |  | Ro_70_50_14 Carpet fitter | SL_25_30_78 Seismograph rooms
|  |  |  | Ss_20_10_75 Structural framing systems | En_32_50 Marine and water side entities |  |  |  |  | Pr_20_29_08_32 Flangeway bolts |  | Ro_70_50_16 Ceiling installer | SL_25_30_88 Testing rooms
|  |  |  | Ss_20_10_75_15 Concrete framing systems | En_32_50_20 Degaussing and acoustic ranges |  |  |  |  | Pr_20_29_08_36 Hanger bolts |  | Ro_70_50_17 Cement renderer | SL_25_50 Exhibition spaces
|  |  |  | Ss_20_10_75_35 Heavy steel framing systems | En_32_50_22 Dock buildings |  |  |  |  | Pr_20_29_08_38 Holding down bolt assemblies |  | Ro_70_50_18 Cladding installer | SL_25_50_15 Collection exhibition spaces
|  |  |  | Ss_20_10_75_45 Light steel framing systems | En_32_50_44 Jetties |  |  |  |  | Pr_20_29_08_42 Indented bolts |  | Ro_70_50_20 Construction rigger | SL_25_50_16 Conservation rooms
|  |  |  | Ss_20_10_75_65 Precast reinforced concrete framing systems | En_32_50_46 Landing stages |  |  |  |  | Pr_20_29_08_46 Lag bolts |  | Ro_70_50_22 Crane operator | SL_25_50_21 Diorama rooms
|  |  |  | Ss_20_10_75_70 In situ reinforced concrete framing systems | En_32_50_58 Offshore anchorages |  |  |  |  | Pr_20_29_08_57 Nylon gutter bolts |  | Ro_70_50_26 Earth moving labourer | SL_25_50_26 External galleries
|  |  |  | Ss_20_10_75_85 Timber framing systems | En_32_50_63 Piers |  |  |  |  | Pr_20_29_08_66 Preloaded bolt assemblies |  | Ro_70_50_30 Fencing installer | SL_25_50_29 Fauna exhibition spaces
|  |  |  | Ss_20_20 Structural beams | En_32_50_69 Quays |  |  |  |  | Pr_20_29_08_70 Rail securing bolts |  | Ro_70_50_32 Flooring installer | SL_25_50_31 Flora exhibition spaces
|  |  |  | Ss_20_20_75 Structural beam systems | En_32_50_98 Wharfs |  |  |  |  | Pr_20_29_08_78 Shoulder bolts |  | Ro_70_50_34 Glazier | SL_25_50_42 Internal galleries
|  |  |  | Ss_20_20_75_15 Concrete beam systems | En_32_85 Water control and retaining entities |  |  |  |  | Pr_20_29_08_83 Stainless steel gutter bolts |  | Ro_70_50_37 Hoist operator | SL_25_50_63 Planetariums
|  |  |  | Ss_20_20_75_80 Steel beam systems | En_32_85_06 Barrier beaches |  |  |  |  | Pr_20_29_08_84 Stainless steel hexagon headed nuts and bolts |  | Ro_70_50_44 Joiner | SL_25_50_94 Viewing spaces
|  |  |  | Ss_20_20_75_85 Timber beam systems | En_32_85_10 Breakwaters |  |  |  |  | Pr_20_29_08_85 Stainless steel hook bolts (J-bolts) |  | Ro_70_50_45 Landscape installer | SL_25_70 Information spaces
|  |  |  | Ss_20_30 Structural columns | En_32_85_15 Control gates |  |  |  |  | Pr_20_29_08_86 Stud bolts |  | Ro_70_50_46 Landscape maintenance operative | SL_25_70_02 Archives
|  |  |  | Ss_20_30_75 Structural column systems | En_32_85_21 Dams |  |  |  |  | Pr_20_29_08_92 U-bolts |  | Ro_70_50_47 Lift operator | SL_25_70_04 Audio-visual archives
|  |  |  | Ss_20_30_75_15 Concrete column systems | En_32_85_23 Debris screens |  |  |  |  | Pr_20_29_10 Bridge suspension cable accessories |  | Ro_70_50_60 Painter and decorator | SL_25_70_05 Audio-visual study rooms
|  |  |  | Ss_20_30_75_50 Masonry column systems | En_32_85_24 Dolphins |  |  |  |  | Pr_20_29_10_11 Cable sleeves |  | Ro_70_50_61 Partition installer | SL_25_70_13 Conference rooms
|  |  |  | Ss_20_30_75_80 Steel column systems | En_32_85_25 Draw-off towers |  |  |  |  | Pr_20_29_10_12 Cable strand sockets |  | Ro_70_50_62 Paving and surfacing installer | SL_25_70_47 Library rooms
|  |  |  | Ss_20_30_75_85 Timber column systems | En_32_85_30 Flood prevention structures |  |  |  |  | Pr_20_29_10_13 Cast steel anchorage couplers |  | Ro_70_50_65 Plasterer | SL_25_70_72 Reading rooms
|  |  |  | Ss_20_40 Structural sheet and cable systems | En_32_85_31 Flumes |  |  |  |  | Pr_20_29_10_14 Cast steel cable bands |  | Ro_70_50_72 Roofer | SL_25_70_73 Records stores
|  |  |  | Ss_20_40_07 Bridge suspension cable systems | En_32_85_35 Groynes |  |  |  |  | Pr_20_29_10_15 Cast steel saddles |  | Ro_70_50_76 Scaffolder | SL_25_90 Worship spaces
|  |  |  | Ss_20_40_07_11 Cable stayed bridge cable systems | En_32_85_37 High ground |  |  |  |  | Pr_20_29_10_16 Cast steel suspender sockets |  | Ro_70_50_83 Steel erector | SL_25_90_30 Faith spaces
|  |  |  | Ss_20_40_07_85 Suspension bridge cable systems | En_32_85_45 Levees |  |  |  |  | Pr_20_29_10_21 Dampers |  | Ro_70_50_84 Steel fixer | SL_25_90_65 Prayer rooms
|  |  |  | Ss_20_40_10 Building cable systems | En_32_85_59 Outfalls |  |  |  |  | Pr_20_29_10_79 Sleeve clamps |  | Ro_70_50_85 Stonemason | SL_25_90_78 Shrines
|  |  |  | Ss_20_50 Bridge abutment and pier systems | En_32_85_72 Revetments |  |  |  |  | Pr_20_29_14 Clips, clamps and couplers |  | Ro_70_50_88 Tiler | SL_30 Industrial spaces
|  |  |  | Ss_20_50_10 Abutment systems | En_32_85_77 Sea dikes |  |  |  |  | Pr_20_29_14_07 Beam clamps |  | Ro_70_60 Services trades | SL_30_10 Mineral extraction spaces
|  |  |  | Ss_20_50_10_10 Bank seat abutments | En_32_85_80 Sluices |  |  |  |  | Pr_20_29_14_08 Beam clips |  | Ro_70_60_10 Cable layer | SL_30_10_57 Offshore oil and gas drilling spaces
|  |  |  | Ss_20_50_10_30 Embedded retaining wall bridge abutments | En_32_85_82 Spillways |  |  |  |  | Pr_20_29_14_13 Circlips |  | Ro_70_60_12 CCTV installer | SL_30_10_59 Onshore oil and gas drilling spaces
|  |  |  | Ss_20_50_10_40 Integral abutments | En_32_85_84 Stilling basins |  |  |  |  | Pr_20_29_14_15 Coupler connections |  | Ro_70_60_25 Ductwork installer | SL_30_10_69 Quarrying areas
|  |  |  | Ss_20_50_10_50 Masonry bridge abutments | En_32_85_96 Water retaining structures |  |  |  |  | Pr_20_29_14_16 Colour pipe clips |  | Ro_70_60_27 Electrician | SL_30_10_85 Surface mine workings
|  |  |  | Ss_20_50_10_70 Reinforced concrete bridge abutments | En_32_85_97 Weirs |  |  |  |  | Pr_20_29_14_17 Copper clips |  | Ro_70_60_30 Fire detection and alarm system installer | SL_30_10_91 Underground mine chambers
|  |  |  | Ss_20_50_10_80 Sheet piled bridge abutments | En_32_85_98 Wells |  |  |  |  | Pr_20_29_14_22 Deck board clips |  | Ro_70_60_33 Gas fitter | SL_30_10_93 Underground mine shafts
|  |  |  | Ss_20_50_10_85 Spill-through abutments | En_32_95 Waterways |  |  |  |  | Pr_20_29_14_24 Drainage pipe clips |  | Ro_70_60_47 Lift installer | SL_30_10_94 Underground mine tunnels
|  |  |  | Ss_20_50_10_90 Tied embedded retaining wall bridge abutments | En_32_95_14 Channels |  |  |  |  | Pr_20_29_14_30 Fence panel clips |  | Ro_70_60_63 Pipe fitter | SL_30_20 Nuclear and chemical management spaces
|  |  |  | Ss_20_50_10_95 Wing wall systems | En_32_95_16 Complex culverts |  |  |  |  | Pr_20_29_14_31 Floor clips |  | Ro_70_60_66 Plumber | SL_30_20_70 Radioactive decontamination spaces
|  |  |  | Ss_20_50_20 Bridge pier systems | En_32_95_23 Ditches |  |  |  |  | Pr_20_29_14_32 Frame cramps |  | Ro_70_60_77 Security alarm system installer | SL_30_20_75 Radioactive waste package transfer spaces
|  |  |  | Ss_20_50_20_50 Masonry bridge piers | En_32_95_59 Open channels |  |  |  |  | Pr_20_29_14_33 Glass panel fixing clips |  | Ro_70_60_78 Services insulation intaller | SL_30_30 Mineral processing spaces
|  |  |  | Ss_20_50_20_70 Reinforced concrete bridge piers | En_32_95_80 Simple culverts |  |  |  |  | Pr_20_29_14_34 Glass-to-glass clips |  | Ro_70_60_81 Sprinkler system installer | SL_30_30_33 Gas processing spaces
|  |  |  | Ss_20_50_30 Abutment and pier component systems | En_32_95_85 Surface water channels |  |  |  |  | Pr_20_29_14_35 Glass-to-wall clips |  | Ro_70_60_87 Telecommunications installer | SL_30_30_58 Oil processing spaces
|  |  |  | Ss_20_50_30_11 Capping beam systems | En_32_95_86 Swales |  |  |  |  | Pr_20_29_14_36 Girder clamps |  | Ro_70_60_96 Welder | SL_30_30_59 Ore processing spaces
|  |  |  | Ss_20_50_30_37 Headwall systems | En_35 Medical, health, welfare and sanitary entities |  |  |  |  | Pr_20_29_14_40 Iron clips |  | Ro_70_65 Site management roles | SL_30_40 Animal and plant products processing spaces
|  |  |  | Ss_20_50_30_80 Spandrel wall systems | En_35_10 Medical entities |  |  |  |  | Pr_20_29_14_45 Lift-off panel clips |  | Ro_70_65_66 Protection officer | SL_30_40_07 Bottling rooms
|  |  |  | Ss_20_60 Retaining wall systems | En_35_10_10 Medical buildings |  |  |  |  | Pr_20_29_14_50 Masonry cramps |  | Ro_70_65_79 Signalling technician | SL_30_40_10 Butter making rooms
|  |  |  | Ss_20_60_30 Embedded retaining wall systems | En_35_50 Welfare entities |  |  |  |  | Pr_20_29_14_65 Pipe clips |  | Ro_70_70 Rail and road roles | SL_30_40_18 Cheese making rooms
|  |  |  | Ss_20_60_30_03 Anchored steel sheet pile embedded retaining wall systems | En_35_50_21 Day welfare buildings |  |  |  |  | Pr_20_29_14_68 Push-fit panel clips |  | Ro_70_70_37 Highways operative | SL_30_40_30 Fish processing rooms
|  |  |  | Ss_20_60_30_08 Bored king post embedded retaining wall systems | En_35_50_70 Residential welfare buildings |  |  |  |  | Pr_20_29_14_76 Security glazing clips |  | Ro_70_70_68 Rail labourer | SL_30_40_32 Fresh fruit and vegetable packing rooms
|  |  |  | Ss_20_60_30_13 Combi retaining wall systems | En_35_50_94 Visitor welfare buildings |  |  |  |  | Pr_20_29_14_79 Shackles |  | Ro_70_70_70 Rail track layer | SL_30_40_44 Juicing rooms
|  |  |  | Ss_20_60_30_15 Contiguous bored pile embedded retaining wall systems | En_35_70 Funerary entities |  |  |  |  | Pr_20_29_14_82 Stainless steel spring clips |  | Ro_70_70_72 Rail traction technician | SL_30_40_50 Meat processing rooms
|  |  |  | Ss_20_60_30_24 Driven king post embedded retaining wall systems | En_35_70_06 Body storage buildings |  |  |  |  | Pr_20_29_14_84 Standing seam fixed clips |  | Ro_70_70_85 Street works operative | SL_30_40_54 Milk processing rooms
|  |  |  | Ss_20_60_30_70 Reinforced concrete diaphragm retaining wall systems | En_35_70_10 Burial buildings |  |  |  |  | Pr_20_29_14_85 Standing seam sliding clips |  |  | SL_30_40_63 Plant fibre sorting rooms
|  |  |  | Ss_20_60_30_80 Secant pile embedded retaining wall systems | En_35_70_11 Burial grounds |  |  |  |  | Pr_20_29_14_86 Steel clips |  |  | SL_30_40_65 Poultry and game processing rooms
|  |  |  | Ss_20_60_30_83 Slurry diaphragm embedded retaining wall systems | En_35_70_30 Funeral buildings |  |  |  |  | Pr_20_29_14_87 Suspended ceiling clips |  |  | SL_30_40_75 Saw mills
|  |  |  | Ss_20_60_30_85 Steel sheet pile embedded retaining wall systems | En_35_70_60 Medical chimney stacks |  |  |  |  | Pr_20_29_14_90 Truss clips |  |  | SL_30_40_80 Silk production rooms
|  |  |  | Ss_20_60_30_92 Unreinforced concrete diaphragm retaining wall systems | En_35_80 Sanitary entities |  |  |  |  | Pr_20_29_23 Dowels and rods |  |  | SL_30_40_82 Spinning rooms
|  |  |  | Ss_20_60_35 Gravity retaining wall systems | En_35_80_10 Bathing buildings |  |  |  |  | Pr_20_29_23_11 Carbon steel dowel bars |  |  | SL_30_40_87 Tanneries
|  |  |  | Ss_20_60_35_10 Caged rock unit (gabion) retaining wall systems | En_35_80_90 Toilet buildings |  |  |  |  | Pr_20_29_23_12 Carbon steel rods |  |  | SL_30_40_88 Threshing rooms
|  |  |  | Ss_20_60_35_13 Concrete bagwork retaining wall systems | En_35_85 Animal entities |  |  |  |  | Pr_20_29_23_22 Dowel bar caps |  |  | SL_30_40_90 Tobacco drying rooms
|  |  |  | Ss_20_60_35_15 Crib retaining wall systems | En_35_85_02 Animal cage buildings |  |  |  |  | Pr_20_29_23_23 Dowel-retaining fasteners |  |  | SL_30_40_96 Weaving rooms
|  |  |  | Ss_20_60_35_25 Drystack masonry unit retaining wall systems | En_35_85_03 Animal pen buildings |  |  |  |  | Pr_20_29_23_30 Fibre-reinforced plastics dowels |  |  | SL_30_40_98 Wool sorting rooms
|  |  |  | Ss_20_60_35_50 Masonry retaining wall systems | En_35_85_84 Stable buildings |  |  |  |  | Pr_20_29_23_36 Hardwood dowels |  |  | SL_30_50 Manufacturing spaces
|  |  |  | Ss_20_60_35_66 Precast concrete stem wall retaining wall systems | En_35_90 Animal medical, health, welfare and funerary entities |  |  |  |  | Pr_20_29_23_40 Hot welding rods |  |  | SL_30_50_27 Electronics clean rooms
|  |  |  | Ss_20_60_35_70 Reinforced concrete retaining wall systems | En_35_90_10 Animal cemeteries |  |  |  |  | Pr_20_29_23_50 Masonry dowels |  |  | SL_30_50_30 Heavy industrial spaces
|  |  |  | Ss_20_60_35_72 Reinforced earth retaining wall systems | En_35_90_30 Animal funerary buildings |  |  |  |  | Pr_20_29_23_52 Metal dowels, pins and rods |  |  | SL_30_50_40 Kiln rooms
|  |  |  | Ss_20_60_35_90 Timber retaining wall systems | En_35_90_50 Animal medical buildings |  |  |  |  | Pr_20_29_23_65 Plastics dowel bar caps |  |  | SL_30_50_43 Light industrial spaces
|  |  |  | Ss_20_60_35_91 Tyre bale retaining wall systems | En_40 Recreational entities |  |  |  |  | Pr_20_29_23_80 Softwood dowels |  |  | SL_30_50_50 Manufacturing workshops
|  |  |  | Ss_20_70 Structure covering and finishing systems | En_40_05 Amusement entities |  |  |  |  | Pr_20_29_23_83 Stainless steel dowel bars |  |  | SL_30_50_60 Packaging lines
|  |  |  | Ss_20_70_15 Concrete protection systems | En_40_05_03 Amusement buildings |  |  |  |  | Pr_20_29_23_84 Stainless steel rods |  |  | SL_30_50_61 Paint spray booths
|  |  |  | Ss_20_70_65 Protective painting systems | En_40_05_13 Casinos |  |  |  |  | Pr_20_29_23_92 U-pins |  |  | SL_30_50_62 Pharmaceuticals clean rooms
|  |  |  | Ss_20_70_80 Steel encasement systems | En_40_05_42 Indoor fairgrounds |  |  |  |  | Pr_20_29_29 Ferrules and sleeves |  |  | SL_30_50_64 Printing spaces
|  |  |  | Ss_20_80 Structure accessory systems | En_40_05_60 Outdoor fairgrounds |  |  |  |  | Pr_20_29_29_23 Dowel bar sleeves |  |  | SL_30_60 Cleaning and maintenance spaces
|  |  |  | Ss_20_80_60 Permanent formwork systems | En_40_05_68 Public amenities |  |  |  |  | Pr_20_29_29_29 Ferrules |  |  | SL_30_60_11 Caretaker rooms
|  |  |  | Ss_20_95 Temporary structural systems | En_40_20 Dining entities |  |  |  |  | Pr_20_29_29_62 Plastics pile sleeves |  |  | SL_30_60_13 Clothes drying and airing rooms
|  |  |  | Ss_25 Wall and barrier systems | En_40_20_23 Dining buildings |  |  |  |  | Pr_20_29_29_66 Pre-stressed reinforcement cable conduits |  |  | SL_30_60_22 Decontamination spaces
|  |  |  | Ss_25_10 Framed wall systems | En_40_35 Historic entities |  |  |  |  | Pr_20_29_29_84 Spacer sleeves |  |  | SL_30_60_24 Dry cleaning spaces
|  |  |  | Ss_25_10_20 Curtain walling systems | En_40_35_10 Buildings of historic interest |  |  |  |  | Pr_20_29_29_96 Wire-crimp ferrules |  |  | SL_30_60_42 Ironing rooms
|  |  |  | Ss_25_10_20_85 Stick curtain walling systems | En_40_35_36 Historic buildings |  |  |  |  | Pr_20_29_30 Fixing lugs |  |  | SL_30_60_46 Laundrettes
|  |  |  | Ss_25_10_20_90 Unitized curtain walling systems | En_40_60 Performing arts entities |  |  |  |  | Pr_20_29_30_11 Cable fixing lugs |  |  | SL_30_60_47 Laundries
|  |  |  | Ss_25_10_30 Framed partition systems | En_40_60_10 Multiple performing arts buildings |  |  |  |  | Pr_20_29_30_12 Carbon steel fixing lugs |  |  | SL_30_60_50 Maintenance workshops
|  |  |  | Ss_25_10_30_35 Gypsum board partition systems | En_40_60_70 Single performing arts buildings |  |  |  |  | Pr_20_29_30_24 Door fixing lugs |  |  | SL_30_60_75 Service laundries
|  |  |  | Ss_25_10_30_70 Rigid sheet partition systems | En_40_75 Social recreation entities |  |  |  |  | Pr_20_29_30_31 Furniture floor fixing lugs |  |  | SL_30_60_94 Vehicle washes
|  |  |  | Ss_25_10_32 Framed wall structure systems | En_40_75_10 Multiple social recreation buildings |  |  |  |  | Pr_20_29_30_32 Furniture wall fixing lugs |  |  | SL_30_60_96 Wash up spaces
|  |  |  | Ss_25_10_32_03 Aluminium wall framing systems | En_40_75_15 Club houses |  |  |  |  | Pr_20_29_30_96 Window fixing lugs |  |  | SL_30_80 Kinetic power generation spaces
|  |  |  | Ss_25_10_32_35 Heavy steel wall framing systems | En_40_75_70 Single social recreation buildings |  |  |  |  | Pr_20_29_31 Flat and folded plate fasteners |  |  | SL_30_80_96 Water mill houses
|  |  |  | Ss_25_10_32_45 Light steel wall framing systems | En_40_75_94 Visitor centres |  |  |  |  | Pr_20_29_31_08 Bolted joint connectors |  |  | SL_30_80_97 Wind mill houses
|  |  |  | Ss_25_10_32_58 Plastics wall framing systems | En_42 Sport and activity entities |  |  |  |  | Pr_20_29_31_12 Carbon steel nailing plates |  |  | SL_30_85 Marine and water maintenance spaces
|  |  |  | Ss_25_10_32_90 Timber wall framing systems | En_42_15 Courts, pitches and field sports entities |  |  |  |  | Pr_20_29_31_13 Carbon steel punched metal plate fasteners |  |  | SL_30_85_08 Boat repair spaces
|  |  |  | Ss_25_10_35 Framed glazed systems | En_42_15_06 Ball courts |  |  |  |  | Pr_20_29_31_44 Joist hangers |  |  | SL_30_85_24 Dry dock chambers
|  |  |  | Ss_25_10_35_35 Glazed screen systems | En_42_15_81 Sports grounds |  |  |  |  | Pr_20_29_31_52 Mortise and tenon joint oak pegs |  |  | SL_30_85_30 Floating docks
|  |  |  | Ss_25_10_35_95 Vertical patent glazing systems | En_42_15_82 Sports pitches |  |  |  |  | Pr_20_29_31_84 Stainless steel nailing plates |  |  | SL_30_85_97 Wet docks
|  |  |  | Ss_25_10_35_97 Window wall glazed screen systems | En_42_40 Indoor activity entities |  |  |  |  | Pr_20_29_31_85 Stainless steel punched metal plate fasteners |  |  | SL_30_90 Warehousing and distribution spaces
|  |  |  | Ss_25_11 Monolithic wall structure systems | En_42_40_80 Sports buildings |  |  |  |  | Pr_20_29_34 Glass fixing plates, brackets and anchors |  |  | SL_30_90_33 Goods delivery bays
|  |  |  | Ss_25_11_13 Cob wall systems | En_42_55 Outdoor activity entities |  |  |  |  | Pr_20_29_34_16 Cast brass glass fixing brackets |  |  | SL_30_90_48 Loading docks
|  |  |  | Ss_25_11_15 Concrete form masonry unit wall systems | En_42_55_01 Activity grounds |  |  |  |  | Pr_20_29_34_34 Glass fin splice plates |  |  | SL_30_90_80 Sorting and distribution spaces
|  |  |  | Ss_25_11_16 Concrete wall systems | En_42_55_34 Golf driving ranges |  |  |  |  | Pr_20_29_34_35 Glass patch plates |  |  | SL_30_90_84 Storage yards
|  |  |  | Ss_25_11_16_65 Precast concrete wall systems | En_42_85 Swimming entities |  |  |  |  | Pr_20_29_34_85 Stainless steel glass block panel anchors |  |  | SL_30_90_96 Warehouse spaces
|  |  |  | Ss_25_11_16_70 Reinforced concrete wall structure systems | En_42_85_60 Outdoor swimming pools |  |  |  |  | Pr_20_29_34_86 Stainless steel point connectors |  |  | SL_32 Water and land management spaces
|  |  |  | Ss_25_11_16_80 Sprayed concrete wall structure systems | En_42_85_83 Swimming pool buildings |  |  |  |  | Pr_20_29_56 Nails |  |  | SL_32_10 Agricultural and horticultural spaces
|  |  |  | Ss_25_11_70 Rammed earth wall systems | En_42_90 Water activity entities |  |  |  |  | Pr_20_29_56_02 Aluminium nails |  |  | SL_32_10_03 Arable fields
|  |  |  | Ss_25_11_70_55 Non-stabilized rammed earth wall systems | En_42_95 Winter sports entities |  |  |  |  | Pr_20_29_56_03 Annular nails |  |  | SL_32_10_26 Farm yards
|  |  |  | Ss_25_11_70_83 Stabilized rammed earth plinth systems | En_42_95_40 Ice rink buildings |  |  |  |  | Pr_20_29_56_11 Carbon steel nails |  |  | SL_32_10_28 Fisheries
|  |  |  | Ss_25_11_70_85 Stabilized rammed earth wall systems | En_42_95_80 Ski resort buildings |  |  |  |  | Pr_20_29_56_12 Carbon steel wire nails |  |  | SL_32_10_30 Fish farm tanks
|  |  |  | Ss_25_11_90 Timber wall systems | En_45 Residential entities |  |  |  |  | Pr_20_29_56_14 Clout head nails |  |  | SL_32_10_34 Glasshouse spaces
|  |  |  | Ss_25_11_90_15 Cross-laminated timber wall systems | En_45_10 Residential buildings |  |  |  |  | Pr_20_29_56_15 Copper nails |  |  | SL_32_10_39 Hothouse spaces
|  |  |  | Ss_25_11_90_96 Wood log wall systems | En_45_10_39 Houses |  |  |  |  | Pr_20_29_56_16 Corrugated fasteners |  |  | SL_32_10_47 Livestock fields
|  |  |  | Ss_25_12 Panel wall structure systems | En_45_10_47 Long-term residential buildings |  |  |  |  | Pr_20_29_56_19 Cut clasp nails |  |  | SL_32_10_52 Milking parlours
|  |  |  | Ss_25_12_10 Brick panel wall systems | En_45_10_70 Short term residential buildings |  |  |  |  | Pr_20_29_56_20 Cut floor brads |  |  | SL_32_10_55 Mushroom cultivation spaces
|  |  |  | Ss_25_12_15 Concrete panel wall systems | En_45_10_90 Temporary residential buildings |  |  |  |  | Pr_20_29_56_36 Hardboard nails |  |  | SL_32_10_60 Paddocks
|  |  |  | Ss_25_12_60 Panel enclosure systems | En_50 Waste disposal entities |  |  |  |  | Pr_20_29_56_48 Lost head (round) nails |  |  | SL_32_10_65 Poly tunnel spaces
|  |  |  | Ss_25_12_60_30 Fully-framed panel cubicle systems | En_50_10 Gas waste collection entities |  |  |  |  | Pr_20_29_56_50 Masonry nails |  |  | SL_32_10_66 Poultry batteries
|  |  |  | Ss_25_12_60_60 Panel cubicle systems | En_50_20 Wet waste collection entities |  |  |  |  | Pr_20_29_56_59 Oval wire nails |  |  | SL_32_10_77 Shearing spaces
|  |  |  | Ss_25_12_60_65 Privacy screen systems | En_50_20_10 Wet waste collection tanks |  |  |  |  | Pr_20_29_56_60 Panel pins |  |  | SL_32_10_78 Sheep dips
|  |  |  | Ss_25_12_65 Panel partition systems | En_50_30 Drainage and wastewater collection |  |  |  |  | Pr_20_29_56_65 Power driven nails |  |  | SL_32_10_94 Vineyard spaces
|  |  |  | Ss_25_12_65_50 Media wall systems | En_50_30_25 Drainage collection pipelines |  |  |  |  | Pr_20_29_56_78 Shot-fire nails |  |  | SL_32_35 Ground spaces
|  |  |  | Ss_25_12_65_55 Mesh panel partition systems | En_50_30_85 Surface water collection pipelines |  |  |  |  | Pr_20_29_56_82 Sprigs |  |  | SL_32_35_22 Decking areas
|  |  |  | Ss_25_12_65_60 Plasterboard laminated partition systems | En_50_30_98 Wastewater collection pipelines |  |  |  |  | Pr_20_29_56_83 Spring-head roofing nails |  |  | SL_32_35_24 Driveways
|  |  |  | Ss_25_12_65_65 Plasterboard panel partition systems | En_50_30_99 Wastewater collection structures |  |  |  |  | Pr_20_29_56_84 Square twisted nails |  |  | SL_32_35_30 Flower beds
|  |  |  | Ss_25_12_65_70 Relocatable partition and ceiling systems | En_50_40 Dry waste collection and distribution |  |  |  |  | Pr_20_29_56_85 Stainless steel nails |  |  | SL_32_35_46 Lawns
|  |  |  | Ss_25_12_65_75 Relocatable partition systems | En_50_40_10 Dry waste collection structures |  |  |  |  | Pr_20_29_56_86 Staples |  |  | SL_32_35_60 Patios
|  |  |  | Ss_25_12_65_85 Storage wall systems | En_50_40_50 Dry waste distribution structures |  |  |  |  | Pr_20_29_56_87 Tacks |  |  | SL_32_35_94 Vegetable gardens
|  |  |  | Ss_25_12_80 Structural glass wall systems | En_50_50 Gas waste storage, treatment and disposal |  |  |  |  | Pr_20_29_56_93 Upholstery nails |  |  | SL_32_40 Land managed spaces
|  |  |  | Ss_25_12_80_65 Point-fixed structural glass wall systems | En_50_60 Wet waste storage, treatment and disposal |  |  |  |  | Pr_20_29_57 Nuts |  |  | SL_32_40_90 Tree protection zones
|  |  |  | Ss_25_12_80_83 Stacked structural glass wall systems | En_50_70 Drainage storage, treatment and disposal |  |  |  |  | Pr_20_29_57_01 Acorn nuts |  |  | SL_32_50 Marine ways and waterway spaces
|  |  |  | Ss_25_12_80_85 Suspended structural glass wall systems | En_50_75 Wastewater storage, treatment and disposal |  |  |  |  | Pr_20_29_57_02 Aerotite nuts |  |  | SL_32_50_06 Beach ramps
|  |  |  | Ss_25_12_85 Structural steel panel wall systems | En_50_75_15 Wastewater entities |  |  |  |  | Pr_20_29_57_11 Cage nuts |  |  | SL_32_50_18 Deep berths
|  |  |  | Ss_25_12_85_60 Prefabricated metal wall systems | En_50_75_40 Wastewater treatment buildings |  |  |  |  | Pr_20_29_57_12 Captive nuts |  |  | SL_32_50_47 Lifeboat vessel launch spaces
|  |  |  | Ss_25_12_85_63 Profile metal sheet wall systems | En_50_75_45 Wastewater treatment entities |  |  |  |  | Pr_20_29_57_13 Castle nuts |  |  | SL_32_50_79 Slipways
|  |  |  | Ss_25_13 Unit wall structure systems | En_50_75_70 Wastewater disposal buildings |  |  |  |  | Pr_20_29_57_23 Dome (cap) nuts |  |  | SL_32_60 Marine and waterside spaces
|  |  |  | Ss_25_13_05 Adobe block wall systems | En_50_80 Dry waste treatment and disposal |  |  |  |  | Pr_20_29_57_30 Flange nuts |  |  | SL_32_60_06 Beaches
|  |  |  | Ss_25_13_24 Dry stone wall systems | En_50_80_40 Dry waste treatment structures |  |  |  |  | Pr_20_29_57_35 Hard lock nuts |  |  | SL_32_60_55 Mudflats
|  |  |  | Ss_25_13_30 Gabion wall systems | En_50_80_70 Dry waste disposal structures |  |  |  |  | Pr_20_29_57_36 Half nuts |  |  | SL_32_60_65 Pontoons
|  |  |  | Ss_25_13_33 Glass wall systems | En_55 Piped supply entities |  |  |  |  | Pr_20_29_57_37 Heavy hex nuts |  |  | SL_32_60_76 Sand dunes
|  |  |  | Ss_25_13_33_33 Glass block wall systems | En_55_05 Gas extraction, treatment and storage |  |  |  |  | Pr_20_29_57_38 Hex nuts |  |  | SL_32_65 Natural spaces
|  |  |  | Ss_25_13_33_64 Prefabricated glass block wall systems | En_55_05_30 Gas extraction structures |  |  |  |  | Pr_20_29_57_44 Jam nuts |  |  | SL_32_65_37 Heathlands
|  |  |  | Ss_25_13_35 Gypsum block wall systems | En_55_05_35 Gas extraction vessels |  |  |  |  | Pr_20_29_57_45 K-lock nuts |  |  | SL_32_65_50 Marshes and wet grasslands
|  |  |  | Ss_25_13_45 Lead brick wall systems | En_55_05_38 Gas extraction pipelines |  |  |  |  | Pr_20_29_57_50 Manifold nuts |  |  | SL_32_65_51 Meadows
|  |  |  | Ss_25_13_50 Masonry wall systems | En_55_05_70 Gas treatment buildings |  |  |  |  | Pr_20_29_57_56 Nylon-insert jam nuts |  |  | SL_32_65_53 Moorlands
|  |  |  | Ss_25_13_50_11 Cavity wall insulation systems | En_55_05_75 Gas treatment plant |  |  |  |  | Pr_20_29_57_57 Nylon-insert lock nuts |  |  | SL_32_65_59 Open grasslands
|  |  |  | Ss_25_13_50_49 Masonry exposed feature systems | En_55_05_78 Gas treatment pipelines |  |  |  |  | Pr_20_29_57_66 Prevailing torque lock nuts |  |  | SL_32_65_71 River beds
|  |  |  | Ss_25_13_50_50 Masonry wall external leaf systems | En_55_10 Liquid fuel extraction and treatment entities |  |  |  |  | Pr_20_29_57_75 Self-locking nuts |  |  | SL_32_65_72 River reaches
|  |  |  | Ss_25_13_50_51 Masonry wall internal leaf systems | En_55_10_10 Oil extraction structures |  |  |  |  | Pr_20_29_57_76 Serrated flange nuts |  |  | SL_32_65_73 Rocks and screes
|  |  |  | Ss_25_13_50_52 Masonry wall single leaf systems | En_55_10_50 Fuel treatment buildings |  |  |  |  | Pr_20_29_57_80 Slotted nuts |  |  | SL_32_65_76 Scrub
|  |  |  | Ss_25_13_50_54 Masonry free-standing wall leaf systems | En_55_10_55 Fuel treatment tanks |  |  |  |  | Pr_20_29_57_83 Square nuts |  |  | SL_32_65_82 Species rich grassland
|  |  |  | Ss_25_13_50_56 Masonry internal partition systems | En_55_10_58 Fuel treatment pipelines |  |  |  |  | Pr_20_29_57_84 Stover nuts |  |  | SL_32_65_95 Washland
|  |  |  | Ss_25_13_70 Reinforced masonry wall systems | En_55_15 Water extraction and treatment entities |  |  |  |  | Pr_20_29_57_85 Stud connector (coupling) nuts |  |  | SL_32_80 Semi-natural spaces
|  |  |  | Ss_25_13_70_70 Reinforced masonry wall external leaf systems | En_55_15_10 Water extraction buildings |  |  |  |  | Pr_20_29_57_88 Tee nuts |  |  | SL_32_80_03 Amenity grass areas
|  |  |  | Ss_25_13_70_71 Reinforced masonry wall internal leaf systems | En_55_15_15 Water extraction tanks |  |  |  |  | Pr_20_29_57_96 Wing nuts |  |  | SL_32_80_08 Brownfield sites
|  |  |  | Ss_25_13_70_72 Reinforced masonry wall single leaf systems | En_55_15_20 Water extraction pipelines |  |  |  |  | Pr_20_29_60 Packings, washers and spacers |  |  | SL_32_80_23 Disused mineral extraction sites
|  |  |  | Ss_25_13_70_74 Reinforced masonry free-standing wall leaf systems | En_55_15_50 Water treatment buildings |  |  |  |  | Pr_20_29_60_07 Bituminous felt packers |  |  | SL_32_80_50 Mowing strips
|  |  |  | Ss_25_13_70_76 Reinforced masonry internal partition systems | En_55_15_55 Water treatment tanks |  |  |  |  | Pr_20_29_60_17 Crinkle washers |  |  | SL_32_80_89 Transport corridor verges
|  |  |  | Ss_25_13_85 Straw bale wall systems | En_55_20 Gas supply entities |  |  |  |  | Pr_20_29_60_20 Cup (finishing) washers |  |  | SL_35 Medical, health, welfare and sanitary spaces
|  |  |  | Ss_25_13_85_30 Framed straw bale wall systems | En_55_20_50 Gas distribution structures |  |  |  |  | Pr_20_29_60_28 External tooth lock (shake-proof) washers |  |  | SL_35_10 Medical spaces
|  |  |  | Ss_25_13_85_95 Unframed straw bale wall systems | En_55_20_60 Gas distribution pipelines |  |  |  |  | Pr_20_29_60_29 Fender washers |  |  | SL_35_10_08 Birthing rooms
|  |  |  | Ss_25_14 Fence systems | En_55_30 Fire extinguishing supply entities |  |  |  |  | Pr_20_29_60_30 Fibre washers |  |  | SL_35_10_10 Burns units
|  |  |  | Ss_25_14_30 Framed fence systems | En_55_40 Steam supply entities |  |  |  |  | Pr_20_29_60_31 Flat washers |  |  | SL_35_10_15 Consulting rooms
|  |  |  | Ss_25_14_55 Monolithic fence systems | En_55_50 Liquid fuel supply entities |  |  |  |  | Pr_20_29_60_32 Formwork cover spacers |  |  | SL_35_10_30 First aid posts
|  |  |  | Ss_25_14_63 Post, rail and board fence systems | En_55_50_20 Fuel distribution pipelines |  |  |  |  | Pr_20_29_60_34 Grommets |  |  | SL_35_10_31 First aid rooms
|  |  |  | Ss_25_14_63_06 Bespoke fencing systems | En_55_50_45 Liquid fuel distribution buildings |  |  |  |  | Pr_20_29_60_36 Hardwood packers |  |  | SL_35_10_36 Hearing test rooms
|  |  |  | Ss_25_14_63_08 Board or palisade fencing systems | En_55_60 Process liquid supply entities |  |  |  |  | Pr_20_29_60_37 Hardwood wedges |  |  | SL_35_10_39 Hydrotherapy pools
|  |  |  | Ss_25_14_63_11 Carbon steel continuous bar fencing systems | En_55_70 Water supply entities |  |  |  |  | Pr_20_29_60_42 Internal tooth lock (shake-proof) washers |  |  | SL_35_10_42 Intensive care units
|  |  |  | Ss_25_14_63_51 Metal post and rail fencing systems | En_55_70_10 Water distribution buildings |  |  |  |  | Pr_20_29_60_58 Ogee washers |  |  | SL_35_10_43 Isolation units
|  |  |  | Ss_25_14_63_52 Metal vertical pale fencing systems | En_55_70_18 Water distribution pipelines |  |  |  |  | Pr_20_29_60_59 Open push |  |  | SL_35_10_51 Medical scanning and x-ray rooms
|  |  |  | Ss_25_14_63_56 Natural hurdle fencing systems | En_55_90 Piped solids supply entities |  |  |  |  | Pr_20_29_60_60 Packings |  |  | SL_35_10_53 Medical treatment spaces
|  |  |  | Ss_25_14_63_62 Post and panel fencing systems | En_60 Heating, cooling and refrigeration entities |  |  |  |  | Pr_20_29_60_61 Parallel circumferential packings |  |  | SL_35_10_58 Occupational therapy rooms
|  |  |  | Ss_25_14_63_63 Post and rail fencing systems | En_60_30 Rail and paving heating entities |  |  |  |  | Pr_20_29_60_62 Penny (dock) washers |  |  | SL_35_10_59 Operating theatres
|  |  |  | Ss_25_14_63_64 Precast concrete palisade fencing systems | En_60_40 Space heating and cooling entities |  |  |  |  | Pr_20_29_60_63 Plate (square) washers |  |  | SL_35_10_64 Pharmaceutical dispensaries
|  |  |  | Ss_25_14_63_65 Precast concrete post and panel fencing systems | En_60_40_10 District heating buildings |  |  |  |  | Pr_20_29_60_64 Plywood packers |  |  | SL_35_10_65 Phototherapy spaces
|  |  |  | Ss_25_14_63_66 Precast concrete post and rail fencing systems | En_60_40_20 District heating pipelines |  |  |  |  | Pr_20_29_60_65 Polyethylene packers |  |  | SL_35_10_66 Physiotherapy rooms
|  |  |  | Ss_25_14_63_67 Prefabricated wood or plastics panel fencing systems | En_60_40_50 District cooling buildings |  |  |  |  | Pr_20_29_60_75 Serrated washers |  |  | SL_35_10_70 Radiography rooms
|  |  |  | Ss_25_14_63_84 Steel hurdle fencing systems | En_60_40_60 District cooling pipelines |  |  |  |  | Pr_20_29_60_76 Sealing washers |  |  | SL_35_10_71 Radiotherapy rooms
|  |  |  | Ss_25_14_63_85 Steel palisade panel fencing systems | En_60_60 Refrigeration entities |  |  |  |  | Pr_20_29_60_77 Shims and folding wedges |  |  | SL_35_10_73 Recovery rooms
|  |  |  | Ss_25_14_63_86 Steel vertical bar fencing systems | En_60_80 Drying entities |  |  |  |  | Pr_20_29_60_81 Softwood packs |  |  | SL_35_10_74 Rehabilitation rooms
|  |  |  | Ss_25_14_63_95 Wood close boarded fencing systems | En_65 Ventilation and air conditioning entities |  |  |  |  | Pr_20_29_60_82 Softwood wedges |  |  | SL_35_10_96 Wards
|  |  |  | Ss_25_14_63_96 Wood palisade fencing systems | En_65_40 Ventilation entities |  |  |  |  | Pr_20_29_60_84 Sprung (split lock) washers |  |  | SL_35_50 Welfare spaces
|  |  |  | Ss_25_14_63_97 Wood post and rail fencing systems | En_65_40_80 Shaft and tunnel ventilation plant building |  |  |  |  | Pr_20_29_60_87 Tapered circumferential packings |  |  | SL_35_50_17 Crèches and nurseries
|  |  |  | Ss_25_14_63_98 Wrought iron panel fencing systems | En_65_80 Air conditioning entities |  |  |  |  | Pr_20_29_60_96 Washers |  |  | SL_35_50_21 Day care spaces
|  |  |  | Ss_25_14_67 Post, wire and mesh fence systems | En_70 Electrical power generation and distribution entities |  |  |  |  | Pr_20_29_63 Plugs |  |  | SL_35_50_60 Parent and baby rooms
|  |  |  | Ss_25_14_67_12 Chain link fencing systems | En_70_10 Electrical power generation entities |  |  |  |  | Pr_20_29_63_50 Masonry plugs |  |  | SL_35_50_75 Sauna rooms
|  |  |  | Ss_25_14_67_14 Cleft chestnut pale fencing systems | En_70_10_10 Electrical power generation buildings |  |  |  |  | Pr_20_29_63_63 Plastics plugs |  |  | SL_35_50_90 Treatment rooms
|  |  |  | Ss_25_14_67_15 Continuous mesh fencing systems | En_70_10_80 Solar panel fields |  |  |  |  | Pr_20_29_63_84 Studded cavity drainage membrane plugs |  |  | SL_35_60 Food management spaces
|  |  |  | Ss_25_14_67_24 Dropper pattern strained wire fencing systems | En_70_10_90 Wind turbines |  |  |  |  | Pr_20_29_63_85 Surface plugs and pellets |  |  | SL_35_60_14 Commercial kitchens
|  |  |  | Ss_25_14_67_27 Electric fencing systems | En_70_30 Electricity distribution and transmission entities |  |  |  |  | Pr_20_29_70 Rail fasteners |  |  | SL_35_60_16 Cooking spaces
|  |  |  | Ss_25_14_67_28 Electric security fencing systems | En_70_30_18 Electricity transmission pylons and lines |  |  |  |  | Pr_20_29_70_02 Adjustable rail clips |  |  | SL_35_60_30 Food preparation areas
|  |  |  | Ss_25_14_67_33 General pattern strained wire fencing systems | En_70_30_35 High-voltage electricity substations |  |  |  |  | Pr_20_29_70_09 Bull head rail keys |  |  | SL_35_60_56 Non-domestic kitchens
|  |  |  | Ss_25_14_67_34 General pattern wire mesh fencing systems | En_70_30_45 Low-voltage electricity substations |  |  |  |  | Pr_20_29_70_11 Cast-in rail clip shoulders |  |  | SL_35_70 Funerary spaces
|  |  |  | Ss_25_14_67_51 Metal mesh panel fencing systems | En_70_30_90 Underground electricity transmission lines |  |  |  |  | Pr_20_29_70_13 Clamp brackets |  |  | SL_35_70_12 Cemetery plots
|  |  |  | Ss_25_14_67_70 Rope or chain fencing systems | En_75 Communications, security, safety and protection entities |  |  |  |  | Pr_20_29_70_22 Distance block bolts |  |  | SL_35_70_15 Columbariums
|  |  |  | Ss_25_14_67_80 Spring steel and high tensile wire mesh fencing systems | En_75_10 Communication entities |  |  |  |  | Pr_20_29_70_31 Fishplates |  |  | SL_35_70_18 Crematorium oven rooms
|  |  |  | Ss_25_14_67_97 Wire fencing systems | En_75_10_10 Broadcast communications buildings |  |  |  |  | Pr_20_29_70_32 Fishwashers |  |  | SL_35_70_32 Funeral vaults
|  |  |  | Ss_25_15 Fixed pedestrian barrier systems | En_75_10_16 Broadcast communications masts and towers |  |  |  |  | Pr_20_29_70_36 Heel blocks |  |  | SL_35_70_50 Mausoleums
|  |  |  | Ss_25_15_60 Pedestrian safety barrier and guarding systems | En_75_10_20 Data centres |  |  |  |  | Pr_20_29_70_37 Heel block bolts |  |  | SL_35_70_90 Tombs
|  |  |  | Ss_25_15_60_05 Balustrade and guarding systems | En_75_30 Signalling entities |  |  |  |  | Pr_20_29_70_41 Insulated fishplates |  |  | SL_35_80 Sanitary spaces
|  |  |  | Ss_25_15_60_14 Composite barrier systems | En_75_30_10 Peer-to-peer communications buildings |  |  |  |  | Pr_20_29_70_46 Long defect fishplates |  |  | SL_35_80_06 Baby changing rooms
|  |  |  | Ss_25_15_60_15 Composite pedestrian parapet systems | En_75_30_18 Peer-to-peer communications networks |  |  |  |  | Pr_20_29_70_68 Rail anchors |  |  | SL_35_80_08 Bathrooms
|  |  |  | Ss_25_15_60_16 Composite post and panel barrier systems | En_75_40 Security systems entities |  |  |  |  | Pr_20_29_70_69 Rail clamp assemblies |  |  | SL_35_80_59 Open shower areas
|  |  |  | Ss_25_15_60_17 Composite post and rail barrier systems | En_75_50 Safety and protection entities |  |  |  |  | Pr_20_29_70_70 Rail clips |  |  | SL_35_80_68 Public toilets
|  |  |  | Ss_25_15_60_18 Concrete post and rail barrier systems | En_75_60 Environmental safety entities |  |  |  |  | Pr_20_29_70_72 Rail joint clamps |  |  | SL_35_80_80 Showers
|  |  |  | Ss_25_15_60_35 Handrail systems | En_75_70 Control and management entities |  |  |  |  | Pr_20_29_70_73 Rail foot insulators |  |  | SL_35_80_89 Toilets
|  |  |  | Ss_25_15_60_37 Hoop barrier systems | En_75_80 Protection entities |  |  |  |  | Pr_20_29_70_85 Stock rail anchor bolts |  |  | SL_35_85 Animal spaces
|  |  |  | Ss_25_15_60_52 Metal modular barrier systems | En_80 Transport entities |  |  |  |  | Pr_20_29_70_87 Switch rail anchor |  |  | SL_35_85_00 Animal arks
|  |  |  | Ss_25_15_60_53 Metal pedestrian parapet systems | En_80_05 Aerospace entities |  |  |  |  | Pr_20_29_70_96 Weldable rail clip shoulders |  |  | SL_35_85_01 Animal cages
|  |  |  | Ss_25_15_60_54 Metal post and mesh panel barrier systems | En_80_05_01 Air traffic control towers |  |  |  |  | Pr_20_29_71 Rivets |  |  | SL_35_85_03 Animal enclosures
|  |  |  | Ss_25_15_60_55 Metal post and panel barrier systems | En_80_05_02 Aircraft hangars |  |  |  |  | Pr_20_29_71_08 Blind (pop) rivets |  |  | SL_35_85_04 Animal exercise arenas
|  |  |  | Ss_25_15_60_56 Metal post and rail barrier systems | En_80_05_60 Passenger terminal buildings |  |  |  |  | Pr_20_29_71_24 Drive rivets |  |  | SL_35_85_05 Aviaries
|  |  |  | Ss_25_15_60_57 Metal vertical bar pedestrian guard rail systems | En_80_20 Cable transport entities |  |  |  |  | Pr_20_29_71_30 Flush rivets |  |  | SL_35_85_12 Cattle byres
|  |  |  | Ss_25_15_60_60 Pedestrian parapet systems | En_80_20_11 Cable car entities |  |  |  |  | Pr_20_29_71_31 Friction rivets |  |  | SL_35_85_39 Fish tanks
|  |  |  | Ss_25_15_60_65 Post and panel barrier systems | En_80_20_12 Cable car stations |  |  |  |  | Pr_20_29_71_59 Oscar rivets |  |  | SL_35_85_45 Kennels
|  |  |  | Ss_25_15_60_66 Post and rail barrier systems | En_80_20_86 Suspended cableways |  |  |  |  | Pr_20_29_71_76 Self-pierce rivets |  |  | SL_35_85_47 Loose boxes
|  |  |  | Ss_25_15_60_67 Post and rope barrier systems | En_80_35 Road entities |  |  |  |  | Pr_20_29_71_77 Semi-tubular rivets |  |  | SL_35_85_62 Pens
|  |  |  | Ss_25_15_60_68 Post and wire barrier systems | En_80_35_01 Access roads |  |  |  |  | Pr_20_29_71_81 Solid rivets |  |  | SL_35_85_83 Stables
|  |  |  | Ss_25_15_60_96 Wood post and panel barrier systems | En_80_35_07 Bus maintenance depots |  |  |  |  | Pr_20_29_76 Screws |  |  | SL_35_85_84 Stable yards
|  |  |  | Ss_25_15_60_97 Wood post and rail barrier systems | En_80_35_09 Bus and coach stations |  |  |  |  | Pr_20_29_76_11 Carbon steel hexagon head screws |  |  | SL_35_85_85 Stalls
|  |  |  | Ss_25_15_85 Sports barrier systems | En_80_35_34 Guided bus lanes |  |  |  |  | Pr_20_29_76_15 Coach screws |  |  | SL_35_85_86 Sties
|  |  |  | Ss_25_15_85_55 Multi-use games fencing systems | En_80_35_35 Highway maintenance depots |  |  |  |  | Pr_20_29_76_28 Eye lags |  |  | SL_35_85_88 Tack rooms
|  |  |  | Ss_25_16 Fixed traffic and protective barrier systems | En_80_35_38 Highway service stations |  |  |  |  | Pr_20_29_76_50 Machine screws |  |  | SL_35_90 Animal medical, health, welfare and funerary spaces
|  |  |  | Ss_25_16_04 Artificial reef systems | En_80_35_56 Motorways |  |  |  |  | Pr_20_29_76_65 Plasterboard screws |  |  | SL_35_90_10 Animal burial plots
|  |  |  | Ss_25_16_05 Avalanche and snow barrier systems | En_80_35_67 Private roads |  |  |  |  | Pr_20_29_76_72 Rigging screws |  |  | SL_35_90_15 Animal clinics
|  |  |  | Ss_25_16_08 Blast barrier systems | En_80_35_73 Road freight depots |  |  |  |  | Pr_20_29_76_75 Self-tapping screws |  |  | SL_35_90_22 Animal dispensaries
|  |  |  | Ss_25_16_08_44 Jet blast deflection systems | En_80_35_74 Roads |  |  |  |  | Pr_20_29_76_76 Self-drilling screws |  |  | SL_35_90_32 Animal funerary spaces
|  |  |  | Ss_25_16_21 Debris flow barrier systems | En_80_35_77 Service area buildings |  |  |  |  | Pr_20_29_76_77 Set screws |  |  | SL_35_90_34 Animal grooming facilities
|  |  |  | Ss_25_16_30 Fish barrier systems | En_80_35_88 Tollgates |  |  |  |  | Pr_20_29_76_78 Sheet metal screws |  |  | SL_35_90_37 Animal hydrotherapy pools
|  |  |  | Ss_25_16_46 Landslide barrier systems | En_80_35_89 Tracks |  |  |  |  | Pr_20_29_76_81 Socket screws |  |  | SL_35_90_59 Animal operating theatres
|  |  |  | Ss_25_16_50 Coastal, river and waterways protection systems | En_80_35_90 Truck maintenance depots |  |  |  |  | Pr_20_29_76_85 Stainless steel hexagon head screws |  |  | SL_35_90_72 Animal wards
|  |  |  | Ss_25_16_50_72 Rock armour systems | En_80_40 Pathways |  |  |  |  | Pr_20_29_76_86 Stainless steel screws |  |  | SL_40 Recreational spaces
|  |  |  | Ss_25_16_50_77 Scouring protection systems | En_80_40_08 Bridleways |  |  |  |  | Pr_20_29_76_88 Thread-cutting machine screws |  |  | SL_40_05 Amusement spaces
|  |  |  | Ss_25_16_50_80 Sea wall systems | En_80_40_10 Byways |  |  |  |  | Pr_20_29_76_98 Wood screws |  |  | SL_40_05_03 Amusement arcades
|  |  |  | Ss_25_16_73 Road and rail barrier systems | En_80_40_20 Cycle pathways |  |  |  |  | Pr_20_29_81 Soil nails |  |  | SL_40_05_13 Casino floors
|  |  |  | Ss_25_16_73_03 Acoustic barrier systems | En_80_40_30 Footpaths |  |  |  |  | Pr_20_29_81_11 Carbon steel soil nails |  |  | SL_40_05_42 Indoor fairground spaces
|  |  |  | Ss_25_16_73_26 Environment protection screen systems | En_80_40_37 Hiking paths |  |  |  |  | Pr_20_29_81_63 Plastics soil nails |  |  | SL_40_05_43 Indoor play spaces
|  |  |  | Ss_25_16_73_80 Socket for temporary barrier systems | En_80_40_66 Promenades |  |  |  |  | Pr_20_29_81_84 Stainless steel soil nails |  |  | SL_40_05_58 Observation decks
|  |  |  | Ss_25_16_76 Rockfall barrier systems | En_80_40_70 Rambler ways |  |  |  |  | Pr_20_29_85 Straw bale fixings |  |  | SL_40_05_59 Outdoor activity areas
|  |  |  | Ss_25_16_94 Vehicle restraint systems | En_80_40_90 Trails |  |  |  |  | Pr_20_29_85_64 Plastics sleeving |  |  | SL_40_05_60 Outdoor fairground spaces
|  |  |  | Ss_25_16_94_10 Bollard systems | En_80_45 Vehicle storage entities |  |  |  |  | Pr_20_29_85_65 Polyester straps |  |  | SL_40_05_61 Outdoor playgrounds
|  |  |  | Ss_25_16_94_14 Combined metal and concrete vehicle safety parapet systems | En_80_45_08 Bus parks |  |  |  |  | Pr_20_29_87 Thatch roofing fasteners |  |  | SL_40_05_68 Public parks and gardens
|  |  |  | Ss_25_16_94_16 Concrete safety barrier (CSB) systems | En_80_45_11 Car garaging entities |  |  |  |  | Pr_20_29_87_36 Hazel staples |  |  | SL_40_20 Dining spaces
|  |  |  | Ss_25_16_94_44 Low-speed precast concrete safety parapet (PCONC) systems | En_80_45_17 Coach parks |  |  |  |  | Pr_20_29_87_37 Hazel sways |  |  | SL_40_20_06 Bars
|  |  |  | Ss_25_16_94_46 Low-speed masonry safety parapet (PMAS) systems | En_80_45_55 Multi-storey vehicle parks |  |  |  |  | Pr_20_29_87_52 Metal sways |  |  | SL_40_20_09 Beverage stations
|  |  |  | Ss_25_16_94_48 Low-speed metal vehicle safety parapet systems | En_80_45_85 Surface vehicle parks |  |  |  |  | Pr_20_29_87_87 Thatching hooks |  |  | SL_40_20_27 Enclosed dining areas
|  |  |  | Ss_25_16_94_50 Metal vehicle safety fence systems | En_80_45_89 Truck parks |  |  |  |  | Pr_20_29_87_96 Willow sways |  |  | SL_40_20_28 Food courts
|  |  |  | Ss_25_16_94_65 Protective rail systems | En_80_45_92 Underground vehicle parks |  |  |  |  | Pr_20_29_88 Tile and fabric fasteners |  |  | SL_40_20_59 Outdoor dining areas
|  |  |  | Ss_25_16_94_95 Vehicle safety control systems | En_80_50 Railway entities |  |  |  |  | Pr_20_29_88_26 Edge beading |  |  | SL_40_60 Performing arts spaces
|  |  |  | Ss_25_16_94_97 Wire rope safety fence (WRSF) systems | En_80_50_53 Monorail entities |  |  |  |  | Pr_20_29_88_27 Edge beading rails |  |  | SL_40_60_05 Auditoriums
|  |  |  | Ss_25_17 Dam and levee structure systems | En_80_50_58 Platforms |  |  |  |  | Pr_20_29_88_31 Forked roofing connectors |  |  | SL_40_60_06 Bandstands
|  |  |  | Ss_25_17_05 Arch dam systems | En_80_50_60 Rack rail maintenance buildings |  |  |  |  | Pr_20_29_88_37 Hip irons |  |  | SL_40_60_11 Cat walks
|  |  |  | Ss_25_17_10 Buttress dam systems | En_80_50_62 Rack railways track entities |  |  |  |  | Pr_20_29_88_41 Insulation fixing saddle clips |  |  | SL_40_60_13 Circus rings
|  |  |  | Ss_25_17_25 Embankment dam and levee systems | En_80_50_64 Rail distribution depots |  |  |  |  | Pr_20_29_88_42 Insulation fixing spikes |  |  | SL_40_60_21 Dance floors
|  |  |  | Ss_25_17_35 Gravity dam systems | En_80_50_66 Rail freight entities |  |  |  |  | Pr_20_29_88_43 Insulation fixing straps |  |  | SL_40_60_31 Fixed stages
|  |  |  | Ss_25_20 Wall cladding systems | En_80_50_68 Rail marshalling entities |  |  |  |  | Pr_20_29_88_59 Overlay fasteners |  |  | SL_40_60_40 Indoor theatre spaces
|  |  |  | Ss_25_20_08 Board cladding systems | En_80_50_71 Railway corridors |  |  |  |  | Pr_20_29_88_70 Roofing belts |  |  | SL_40_60_52 Mobile stages
|  |  |  | Ss_25_20_08_95 Weatherboarding systems | En_80_50_74 Railway stations |  |  |  |  | Pr_20_29_88_71 Roofing clamps |  |  | SL_40_60_58 Orchestra pits
|  |  |  | Ss_25_20_14 Composite panel cladding systems | En_80_50_76 Railway sidings |  |  |  |  | Pr_20_29_88_72 Roofing clamping plates |  |  | SL_40_60_59 Outdoor theatre spaces
|  |  |  | Ss_25_20_14_10 Built up metal insulating sandwich panel cladding systems | En_80_50_78 Rolling stock depots |  |  |  |  | Pr_20_29_88_73 Roofing corner plates |  |  | SL_40_60_78 Sound recording studios
|  |  |  | Ss_25_20_14_52 Metal composite panel cladding systems | En_80_50_83 Station buildings |  |  |  |  | Pr_20_29_88_74 Roofing straps |  |  | SL_40_60_80 Sound shells
|  |  |  | Ss_25_20_14_54 Metal insulating sandwich panel cladding systems | En_80_50_86 Track maintenance depots |  |  |  |  | Pr_20_29_88_75 Roofing swags |  |  | SL_40_60_81 Sound stages
|  |  |  | Ss_25_20_14_55 Metal semi-composite panel cladding systems | En_80_50_88 Train maintenance buildings |  |  |  |  | Pr_20_29_96 Welded joints |  |  | SL_40_65 Performing arts ancillary spaces
|  |  |  | Ss_25_20_15 Concrete cladding systems | En_80_50_90 Tramways |  |  |  |  | Pr_20_29_96_03 Aluminothermic rail welds |  |  | SL_40_65_04 Audience lobbies
|  |  |  | Ss_25_20_15_16 Concrete panel cladding systems | En_80_50_94 Underground railway stations |  |  |  |  | Pr_20_29_97 Welding joint fillers |  |  | SL_40_65_24 Dressing rooms
|  |  |  | Ss_25_20_33 Glass fibre reinforced concrete (GRC) cladding systems | En_80_50_95 Wagon decontamination buildings |  |  |  |  | Pr_20_29_97_09 Brazing joint fillers |  |  | SL_40_65_35 Green rooms
|  |  |  | Ss_25_20_33_35 GRC cladding systems | En_80_50_97 Wagon maintenance buildings |  |  |  |  | Pr_20_29_97_26 Electric welding joint fillers |  |  | SL_40_65_47 Lighting control booths
|  |  |  | Ss_25_20_34 Glass fibre reinforced gypsum (GRG) cladding systems | En_80_70 Marine and waterways transport entities |  |  |  |  | Pr_20_29_97_33 Gas welding joint fillers |  |  | SL_40_65_66 Projection booths
|  |  |  | Ss_25_20_34_35 GRG cladding systems | En_80_70_06 Barge loading terminals |  |  |  |  | Pr_20_29_97_81 Soldering joint fillers |  |  | SL_40_65_70 Recording control booths
|  |  |  | Ss_25_20_35 Glass fibre reinforced plastics (GRP) cladding systems | En_80_70_11 Canal channels |  |  |  |  | Pr_20_31 Formless structure and general products |  |  | SL_40_65_72 Rehearsal rooms
|  |  |  | Ss_25_20_35_35 GRP cladding systems | En_80_70_15 Canal locks |  |  |  |  | Pr_20_31_01 Additives |  |  | SL_40_65_76 Scenery control booths
|  |  |  | Ss_25_20_50 Metal sheet fully supported wall covering systems | En_80_70_46 Lake passenger terminals |  |  |  |  | Pr_20_31_01_11 Carbon steel fibres |  |  | SL_40_65_79 Sound control booths
|  |  |  | Ss_25_20_50_05 Aluminium sheet cladding systems | En_80_70_50 Marinas |  |  |  |  | Pr_20_31_01_22 Dust suppression additive |  |  | SL_40_65_80 Sound locks
|  |  |  | Ss_25_20_50_11 Carbon steel sheet cladding systems | En_80_70_71 River passenger terminals |  |  |  |  | Pr_20_31_01_32 Glass fibres |  |  | SL_40_65_85 Stage wings
|  |  |  | Ss_25_20_50_15 Copper sheet cladding systems | En_80_90 Transport hub entities |  |  |  |  | Pr_20_31_01_39 Hydraulic road binders |  |  | SL_42 Sport and activity spaces
|  |  |  | Ss_25_20_50_45 Lead sheet cladding systems | En_80_94 Bridges |  |  |  |  | Pr_20_31_01_75 Polypropylene (PP) fibres |  |  | SL_42_15 Courts, pitches and field sports spaces
|  |  |  | Ss_25_20_50_50 Lead-wrapped panel cladding systems | En_80_94_30 Fixed bridges |  |  |  |  | Pr_20_31_01_85 Stainless steel fibres |  |  | SL_42_15_37 High jump areas
|  |  |  | Ss_25_20_50_85 Stainless steel sheet cladding systems | En_80_94_50 Moveable bridges |  |  |  |  | Pr_20_31_01_86 Synthetic fibres |  |  | SL_42_15_42 Indoor sports courts and pitches
|  |  |  | Ss_25_20_50_95 Zinc sheet cladding systems | En_80_96 Tunnels and shafts |  |  |  |  | Pr_20_31_01_96 Waterborne absorption fluids |  |  | SL_42_15_44 Javelin throwing areas
|  |  |  | Ss_25_20_60 Panel and sheet cladding systems | En_80_96_20 Drift tunnels |  |  |  |  | Pr_20_31_01_99 Zinc powders |  |  | SL_42_15_47 Long jump tracks and pits
|  |  |  | Ss_25_20_68 Profiled sheet cladding systems | En_80_96_46 Lined drift tunnels |  |  |  |  | Pr_20_31_02 Adhesives and bonding compounds |  |  | SL_42_15_59 Outdoor sports courts
|  |  |  | Ss_25_20_68_30 Fibre cement profiled sheet cladding systems | En_80_96_49 Lined tunnels |  |  |  |  | Pr_20_31_02_02 Acrylic anaerobic adhesives |  |  | SL_42_15_60 Outdoor sports pitches and fields
|  |  |  | Ss_25_20_68_50 Metal profiled sheet cladding systems | En_80_96_80 Shafts |  |  |  |  | Pr_20_31_02_03 Acrylic and methacrylate adhesives |  |  | SL_42_15_65 Pole vaulting areas
|  |  |  | Ss_25_20_68_65 Plastics profiled sheet cladding systems | En_80_96_90 Tunnels |  |  |  |  | Pr_20_31_02_04 All-purpose pastes |  |  | SL_42_15_74 Running tracks
|  |  |  | Ss_25_20_70 Rainscreen cladding systems | En_80_96_91 Tunnel portals |  |  |  |  | Pr_20_31_02_06 Bio-resin adhesives |  |  | SL_42_15_78 Shot put and hammer throwing areas
|  |  |  | Ss_25_20_70_25 Drained and back-ventilated rainscreen cladding systems | En_80_96_92 Underpasses |  |  |  |  | Pr_20_31_02_07 Bitumen bonding compounds |  |  | SL_42_40 Indoor activity spaces
|  |  |  | Ss_25_20_70_65 Pressure equalized rainscreen cladding systems | En_90 Circulation and storage entities |  |  |  |  | Pr_20_31_02_08 Bitumen-based bonding compounds |  |  | SL_42_40_09 Bouldering spaces
|  |  |  | Ss_25_20_72 Sheet cladding systems | En_90_10 Circulation entities |  |  |  |  | Pr_20_31_02_09 Bitumen rubber emulsion adhesives |  |  | SL_42_40_14 Climbing wall areas
|  |  |  | Ss_25_20_72_72 Rigid sheet cladding systems | En_90_10_02 Access stairways and walkways |  |  |  |  | Pr_20_31_02_11 Casein adhesives |  |  | SL_42_40_20 Cycle tracks
|  |  |  | Ss_25_20_85 Stone cladding systems | En_90_10_62 Pedestrianized areas |  |  |  |  | Pr_20_31_02_12 Cementitious adhesives |  |  | SL_42_40_23 Dojo
|  |  |  | Ss_25_20_85_50 Manufactured stone cladding systems | En_90_10_77 External service areas |  |  |  |  | Pr_20_31_02_13 Cementitious bonding compounds |  |  | SL_42_40_30 Fitness rooms
|  |  |  | Ss_25_20_85_55 Natural stone cladding systems | En_90_50 Storage entities |  |  |  |  | Pr_20_31_02_15 Cold-applied bitumen bonding compounds |  |  | SL_42_40_35 Gymnasiums
|  |  |  | Ss_25_20_90 Unit cladding systems | En_90_50_02 Agricultural storage buildings |  |  |  |  | Pr_20_31_02_18 Cold water pastes |  |  | SL_42_40_37 Gymnastics areas
|  |  |  | Ss_25_20_90_13 Clay plain tile cladding systems | En_90_50_03 Agricultural storage silos |  |  |  |  | Pr_20_31_02_21 Damp proof course joint sealer adhesives |  |  | SL_42_40_79 Snooker, billiards and pool halls
|  |  |  | Ss_25_20_90_15 Concrete plain tile cladding systems | En_90_50_10 Dry waste storage structures |  |  |  |  | Pr_20_31_02_26 Epoxy resin-based adhesives |  |  | SL_42_40_90 Ten pin bowling alleys
|  |  |  | Ss_25_20_90_30 Fibre cement slate cladding systems | En_90_50_11 Dry waste storage yards |  |  |  |  | Pr_20_31_02_28 Epoxy resin-based bonding compounds |  |  | SL_42_55 Outdoor activity spaces
|  |  |  | Ss_25_20_90_50 Metal tile cladding systems | En_90_50_28 Explosives stores |  |  |  |  | Pr_20_31_02_29 Epoxy resin ballast glues |  |  | SL_42_55_01 Archery ranges
|  |  |  | Ss_25_20_90_55 Natural slate cladding systems | En_90_50_50 Manufacturing tanks and silos |  |  |  |  | Pr_20_31_02_35 Gypsum-based adhesives |  |  | SL_42_55_07 BMX cycling tracks
|  |  |  | Ss_25_20_90_65 Precast concrete cladding systems | En_90_50_53 Mineral storage silos |  |  |  |  | Pr_20_31_02_36 Heavy-duty pastes |  |  | SL_42_55_08 Bowling greens
|  |  |  | Ss_25_20_90_95 Wood shingle or shake cladding systems | En_90_50_55 Motor vehicle storage entities |  |  |  |  | Pr_20_31_02_37 Hot-applied bitumen bonding compounds |  |  | SL_42_55_17 Cross-country cycling courses
|  |  |  | Ss_25_25 Wall lining systems | En_90_50_58 Oil and gas storage tanks |  |  |  |  | Pr_20_31_02_38 High-performance ready-mixed adhesives |  |  | SL_42_55_18 Cross country equestrian courses
|  |  |  | Ss_25_25_05 Acoustic panel systems | En_90_50_68 Refrigerated container storage entities |  |  |  |  | Pr_20_31_02_50 Masonry injection resins |  |  | SL_42_55_19 Cross-country rallying courses
|  |  |  | Ss_25_25_45 Lining and casing systems | En_90_50_70 Storage buildings |  |  |  |  | Pr_20_31_02_52 Modified silane (MS) polymer adhesives |  |  | SL_42_55_20 Cross-country running courses
|  |  |  | Ss_25_25_45_25 Duct and wall panel lining systems | En_90_50_96 Wastewater storage structures |  |  |  |  | Pr_20_31_02_56 Natural rubber-based and latex adhesives |  |  | SL_42_55_23 Dog racing tracks
|  |  |  | Ss_25_25_45_33 Gypsum board casing systems | En_90_90 Plant and control entities |  |  |  |  | Pr_20_31_02_57 Non bitumen-based bonding compounds |  |  | SL_42_55_26 Equestrian arenas
|  |  |  | Ss_25_25_45_35 Gypsum board wall lining systems | En_90_90_33 Gauge houses |  |  |  |  | Pr_20_31_02_59 Overlap and border adhesives |  |  | SL_42_55_35 Golf fairways
|  |  |  | Ss_25_25_45_50 Metal framed wall lining systems | En_90_90_35 Gauging station buildings |  |  |  |  | Pr_20_31_02_60 Parchment size |  |  | SL_42_55_39 Horse racing courses
|  |  |  | Ss_25_25_45_70 Rigid sheet wall lining and casing systems | En_90_90_50 Mechanical services buildings |  |  |  |  | Pr_20_31_02_61 Phenolic, resorcinol and formaldehyde-based resin (PRF) thermosetting adhesives |  |  | SL_42_55_53 Motor racing tracks
|  |  |  | Ss_25_25_45_88 Timber board casing systems | En_90_90_68 Pump houses |  |  |  |  | Pr_20_31_02_62 Polyurethane (PUR) adhesives |  |  | SL_42_55_60 Parkour courses
|  |  |  | Ss_25_25_45_90 Timber board wall lining systems | [5 empty] | Pr_20_31_02_63 Polyurethane (PUR) ballast reinforcement |  |  | SL_42_55_65 Putting greens
|  |  |  | Ss_25_25_70 Radiation shielding lining systems | [5 empty] | Pr_20_31_02_64 Polyurethane (PUR) based resin binders |  |  | SL_42_55_72 Road running courses
|  |  |  | Ss_25_25_75 Rigid sheet fine lining and panelling systems | [5 empty] | Pr_20_31_02_65 Polyvinyl acetate (PVAc) adhesives |  |  | SL_42_55_76 Skateboarding parks
|  |  |  | Ss_25_25_75_05 Acoustic panel lining systems | [5 empty] | Pr_20_31_02_66 Polyvinyl acetate (PVAc) bonding compounds |  |  | SL_42_55_82 Speedway tracks
|  |  |  | Ss_25_25_75_30 Framed wood panel lining systems | [5 empty] | Pr_20_31_02_71 Resin binders |  |  | SL_42_55_96 Walking trails
|  |  |  | Ss_25_25_75_63 Plastics panel lining systems | [5 empty] | Pr_20_31_02_76 Sodium silicate binders |  |  | SL_42_80 Sports and activity ancillary spaces
|  |  |  | Ss_25_25_75_65 Plastics veneered panel lining systems | [5 empty] | Pr_20_31_02_80 Solvent-based synthetic rubber resin adhesives |  |  | SL_42_80_65 Press boxes
|  |  |  | Ss_25_25_75_85 Specialist faced panel lining systems | [5 empty] | Pr_20_31_02_81 Solvent-free cellulose adhesives |  |  | SL_42_80_88 Technical areas and dugouts
|  |  |  | Ss_25_25_75_95 Wood veneered panel lining systems | [5 empty] | Pr_20_31_02_82 Solvent-free synthetic rubber resin adhesives |  |  | SL_42_85 Swimming spaces
|  |  |  | Ss_25_25_85 Stone lining systems | [5 empty] | Pr_20_31_02_84 Styrene butadiene rubber (SBR) bonding compounds |  |  | SL_42_85_23 Diving pools
|  |  |  | Ss_25_25_85_50 Manufactured stone lining systems | [5 empty] | Pr_20_31_02_85 Synthetic bonding compounds |  |  | SL_42_85_64 Plunge pools
|  |  |  | Ss_25_25_85_55 Natural stone lining systems | [5 empty] | Pr_20_31_02_89 Tile adhesives |  |  | SL_42_85_80 Spa pools
|  |  |  | Ss_25_25_95 Wall sheathing systems | [5 empty] | Pr_20_31_02_94 Vermiculite-based adhesives |  |  | SL_42_85_82 Splash pools
|  |  |  | Ss_25_25_95_28 External wall sheathing systems | [5 empty] | Pr_20_31_02_95 Vinyl adhesives |  |  | SL_42_85_83 Swimming pools
|  |  |  | Ss_25_30 Door and window systems | [5 empty] | Pr_20_31_02_97 Welding paste and solvents |  |  | SL_42_85_94 Water flumes, slides and tubes
|  |  |  | Ss_25_30_15 Concrete wall glazing systems | [5 empty] | Pr_20_31_03 Admixtures |  |  | SL_42_85_97 Wave pools
|  |  |  | Ss_25_30_15_66 Precast concrete security window systems | [5 empty] | Pr_20_31_03_01 Adherence proofing concrete admixtures |  |  | SL_42_85_98 Whirlpools
|  |  |  | Ss_25_30_20 Door, shutter and hatch systems | [5 empty] | Pr_20_31_03_02 Air entraining and plasticizing concrete admixtures |  |  | SL_42_90 Water activity spaces
|  |  |  | Ss_25_30_20_16 Collapsible gate and grille doorset systems | [5 empty] | Pr_20_31_03_03 Air entraining and plasticizing mortar and screed admixtures |  |  | SL_42_90_11 Canoe slalom courses
|  |  |  | Ss_25_30_20_22 Door assembly systems | [5 empty] | Pr_20_31_03_15 Concrete expanding agents |  |  | SL_42_90_12 Canoe sprint courses
|  |  |  | Ss_25_30_20_25 Doorset systems | [5 empty] | Pr_20_31_03_16 Concrete foaming agents |  |  | SL_42_90_50 Motor boat courses
|  |  |  | Ss_25_30_20_30 Frame and door leaf systems | [5 empty] | Pr_20_31_03_17 Corrosion inhibiting admixtures |  |  | SL_42_90_73 Rowing courses
|  |  |  | Ss_25_30_20_32 Frameless glass door systems | [5 empty] | Pr_20_31_03_31 Frostproofing concrete admixtures |  |  | SL_42_90_75 Sailing courses
|  |  |  | Ss_25_30_20_35 Hatch systems | [5 empty] | Pr_20_31_03_36 Hardening and accelerating concrete admixtures |  |  | SL_42_90_97 Water skiing courses
|  |  |  | Ss_25_30_20_37 High security doorset systems | [5 empty] | Pr_20_31_03_38 High range water reducing and superplasticizing concrete admixtures |  |  | SL_42_90_98 White water canoe courses
|  |  |  | Ss_25_30_20_38 High speed doorset systems | [5 empty] | Pr_20_31_03_52 Mid-range water reducing and superplasticizing concrete admixtures |  |  | SL_42_95 Winter sports spaces
|  |  |  | Ss_25_30_20_39 Hinged doorset systems | [5 empty] | Pr_20_31_03_58 Oil proofing concrete admixtures |  |  | SL_42_95_02 Alpine skiing courses
|  |  |  | Ss_25_30_20_40 Industrial doorset systems | [5 empty] | Pr_20_31_03_64 Polymer admixtures |  |  | SL_42_95_04 Artificial ski slopes
|  |  |  | Ss_25_30_20_45 Loading bay doorset systems | [5 empty] | Pr_20_31_03_76 Set-accelerating concrete admixtures |  |  | SL_42_95_08 Bobsleigh courses
|  |  |  | Ss_25_30_20_46 Louvre doorset systems | [5 empty] | Pr_20_31_03_77 Set-accelerating, water reducing and plasticizing concrete admixtures |  |  | SL_42_95_19 Cross-country skiing courses
|  |  |  | Ss_25_30_20_62 Pivot doorset systems | [5 empty] | Pr_20_31_03_78 Set-retarding concrete, mortar and plaster admixtures |  |  | SL_42_95_20 Curling rinks
|  |  |  | Ss_25_30_20_70 Revolving doorset systems | [5 empty] | Pr_20_31_03_79 Set-retarding, high range water reducing and superplasticizing concrete admixtures |  |  | SL_42_95_32 Freestyle skiing courses
|  |  |  | Ss_25_30_20_73 Roller grille doorset systems | [5 empty] | Pr_20_31_03_80 Set-retarding, water reducing and plasticizing concrete admixtures |  |  | SL_42_95_40 Ice skating rinks
|  |  |  | Ss_25_30_20_74 Roller shutter doorset systems | [5 empty] | Pr_20_31_03_84 Sprayed concrete admixtures |  |  | SL_42_95_76 Short track speed skating tracks
|  |  |  | Ss_25_30_20_76 Sectional overhead doorset systems | [5 empty] | Pr_20_31_03_94 Viscosity modifying admixtures |  |  | SL_42_95_79 Ski jumps
|  |  |  | Ss_25_30_20_77 Sliding doorset systems | [5 empty] | Pr_20_31_03_95 Waterproofing concrete admixtures |  |  | SL_42_95_80 Snowboarding courses
|  |  |  | Ss_25_30_20_78 Sliding folding doorset systems | [5 empty] | Pr_20_31_03_96 Waterproofing mortar admixtures |  |  | SL_42_95_83 Speed skating courses
|  |  |  | Ss_25_30_20_80 Sliding stacking panel partition systems | [5 empty] | Pr_20_31_03_97 Water-reducing and plasticizing concrete admixtures |  |  | SL_45 Residential spaces
|  |  |  | Ss_25_30_20_84 Strip curtain doorset systems | [5 empty] | Pr_20_31_03_98 Water-retaining concrete admixtures |  |  | SL_45_10 Living spaces
|  |  |  | Ss_25_30_20_93 Up and over doorset systems | [5 empty] | Pr_20_31_04 Aggregates |  |  | SL_45_10_06 Balconies
|  |  |  | Ss_25_30_29 Fire and smoke curtain systems | [5 empty] | Pr_20_31_04_01 Air cooled steel slag |  |  | SL_45_10_08 Bedroom-studies
|  |  |  | Ss_25_30_29_38 Horizontal fire curtain systems | [5 empty] | Pr_20_31_04_02 All-in normal and heavyweight aggregates |  |  | SL_45_10_09 Bedrooms
|  |  |  | Ss_25_30_29_39 Horizontal smoke curtain systems | [5 empty] | Pr_20_31_04_04 Armourstone coarse aggregates |  |  | SL_45_10_12 Caravan pitches
|  |  |  | Ss_25_30_29_94 Vertical fire curtain systems | [5 empty] | Pr_20_31_04_05 Barytes aggregates |  |  | SL_45_10_14 Communal living rooms
|  |  |  | Ss_25_30_29_95 Vertical smoke curtain systems | [5 empty] | Pr_20_31_04_06 Base, bed and fill all-in aggregates |  |  | SL_45_10_16 Concierge offices
|  |  |  | Ss_25_30_95 Window systems | [5 empty] | Pr_20_31_04_07 Base, bed and fill coarse aggregates |  |  | SL_45_10_18 Conservatories
|  |  |  | Ss_25_30_95_26 External window systems | [5 empty] | Pr_20_31_04_08 Base, bed and fill fine aggregates |  |  | SL_45_10_22 Domestic dining rooms
|  |  |  | Ss_25_30_95_41 Internal window systems | [5 empty] | Pr_20_31_04_09 Blinding coarse aggregates |  |  | SL_45_10_23 Domestic kitchens
|  |  |  | Ss_25_30_95_96 Window walling systems | [5 empty] | Pr_20_31_04_10 Blinding fine aggregates |  |  | SL_45_10_24 Dormitories
|  |  |  | Ss_25_32 Gate access systems | [5 empty] | Pr_20_31_04_11 Bonded surfacing decorative aggregates |  |  | SL_45_10_37 Hotel rooms
|  |  |  | Ss_25_32_35 Gate systems | [5 empty] | Pr_20_31_04_13 Coarse general aggregates |  |  | SL_45_10_44 Kitchen-dining rooms
|  |  |  | Ss_25_32_35_05 Animal gate systems | [5 empty] | Pr_20_31_04_15 Coarse lightweight aggregates for concrete and mortar |  |  | SL_45_10_49 Living rooms
|  |  |  | Ss_25_32_35_15 Chicane systems | [5 empty] | Pr_20_31_04_16 Coarse normal and heavyweight aggregates |  |  | SL_45_10_57 Nursing home bedrooms
|  |  |  | Ss_25_32_35_30 Folding gate systems | [5 empty] | Pr_20_31_04_20 Crushed stone aggregates |  |  | SL_45_10_60 Panic rooms
|  |  |  | Ss_25_32_35_37 Hinged gate systems | [5 empty] | Pr_20_31_04_25 Expanded clay lightweight aggregates |  |  | SL_45_10_85 Studies
|  |  |  | Ss_25_32_35_41 In-line inhibitor systems | [5 empty] | Pr_20_31_04_26 Expanded glass aggregates |  |  | SL_45_10_88 Tent pitches
|  |  |  | Ss_25_32_35_45 Kissing gate systems | [5 empty] | Pr_20_31_04_27 Expanded slag aggregates |  |  | SL_45_10_93 Utility rooms
|  |  |  | Ss_25_32_35_80 Sliding gate systems | [5 empty] | Pr_20_31_04_28 Expanded slate aggregates |  |  | SL_45_10_94 Verandas
|  |  |  | Ss_25_32_35_85 Stile systems | [5 empty] | Pr_20_31_04_29 Fine aggregates |  |  | SL_50 Waste disposal spaces and locations
|  |  |  | Ss_25_32_35_90 Turnstile systems | [5 empty] | Pr_20_31_04_30 Fine general aggregates |  |  | SL_50_10 Gas waste collection spaces
|  |  |  | Ss_25_32_60 Pedestrian access point control barrier systems | [5 empty] | Pr_20_31_04_31 Fine lightweight aggregates for concrete and mortar |  |  | SL_50_20 Wet waste collection spaces
|  |  |  | Ss_25_34 Operable pedestrian barrier systems | [5 empty] | Pr_20_31_04_32 Fine normal and heavyweight aggregates |  |  | SL_50_30 Drainage collection spaces
|  |  |  | Ss_25_34_25 External automated pedestrian barrier systems | [5 empty] | Pr_20_31_04_35 Granular cork aggregates |  |  | SL_50_35 Drainage collection locations
|  |  |  | Ss_25_34_30 External manual pedestrian barrier systems | [5 empty] | Pr_20_31_04_42 Iron ore aggregates |  |  | SL_50_35_36 Grip inlets
|  |  |  | Ss_25_34_40 Internal automated pedestrian barrier systems | [5 empty] | Pr_20_31_04_44 Jointing fine aggregates |  |  | SL_50_35_41 Inlet discharge
|  |  |  | Ss_25_34_43 Internal manual pedestrian barrier systems | [5 empty] | Pr_20_31_04_46 Laying course fine aggregates |  |  | SL_50_35_59 Outlet discharge
|  |  |  | Ss_25_34_59 Operable industrial safety barrier systems | [5 empty] | Pr_20_31_04_48 Loose surfacing decorative aggregates |  |  | SL_50_40 Dry waste collection spaces
|  |  |  | Ss_25_34_60 Passport control automated e-gate systems | [5 empty] | Pr_20_31_04_51 Mortar aggregates |  |  | SL_50_40_72 Refuse storage space
|  |  |  | Ss_25_34_60_26 e-passport gate systems | [5 empty] | Pr_20_31_04_52 Mortar coarse aggregates |  |  | SL_50_50 Gas waste treatment and disposal spaces
|  |  |  | Ss_25_34_60_60 Passport gate systems | [5 empty] | Pr_20_31_04_53 Mortar fine aggregates |  |  | SL_50_50_92 Waste gas treatment spaces
|  |  |  | Ss_25_34_70 Railway platform automated barrier systems | [5 empty] | Pr_20_31_04_56 Natural stone aggregates |  |  | SL_50_60 Wet waste treatment and disposal spaces
|  |  |  | Ss_25_36 Operable traffic barrier systems | [5 empty] | Pr_20_31_04_57 Natural stone dusts |  |  | SL_50_60_28 Evaporation ponds
|  |  |  | Ss_25_36_24 Dry dock automated gate systems | [5 empty] | Pr_20_31_04_59 Oyster shells |  |  | SL_50_60_94 Waste liquids treatment spaces
|  |  |  | Ss_25_36_30 Flood and storm surge barrier systems | [5 empty] | Pr_20_31_04_60 Pea gravel |  |  | SL_50_70 Drainage treatment and disposal spaces
|  |  |  | Ss_25_36_30_30 Flood gate systems | [5 empty] | Pr_20_31_04_61 Perlite aggregates |  |  | SL_50_75 Wastewater treatment and disposal spaces
|  |  |  | Ss_25_36_40 Internal automated traffic barrier systems | [5 empty] | Pr_20_31_04_62 Permeable laying course aggregates |  |  | SL_50_75_40 Wastewater treatment spaces
|  |  |  | Ss_25_36_42 Internal manual traffic barrier systems | [5 empty] | Pr_20_31_04_71 Recycled lightweight aggregates |  |  | SL_50_75_70 Wastewater disposal spaces
|  |  |  | Ss_25_36_50 Marina and sea gate automated systems | [5 empty] | Pr_20_31_04_72 Recycled rubber granules |  |  | SL_50_80 Dry waste treatment and disposal spaces
|  |  |  | Ss_25_36_58 Operable rail barrier systems | [5 empty] | Pr_20_31_04_77 Scrap iron aggregates |  |  | SL_50_80_40 Dry waste treatment spaces
|  |  |  | Ss_25_36_62 Operable water barrier systems | [5 empty] | Pr_20_31_04_79 Single sized aggregates |  |  | SL_50_80_70 Dry waste disposal spaces
|  |  |  | Ss_25_36_64 Operable bridge barrier systems | [5 empty] | Pr_20_31_04_80 Soil amelioration aggregates |  |  | SL_55 Piped supply spaces
|  |  |  | Ss_25_36_66 Operable tunnel barrier systems | [5 empty] | Pr_20_31_04_85 Surface dressing aggregates |  |  | SL_55_05 Gas extraction and treatment spaces
|  |  |  | Ss_25_36_70 Railway crossing systems | [5 empty] | Pr_20_31_04_86 Surface treatment fine aggregates |  |  | SL_55_05_30 Gas extraction spaces
|  |  |  | Ss_25_36_95 Vehicle access point control systems | [5 empty] | Pr_20_31_04_94 Vermiculite aggregates |  |  | SL_55_05_70 Gas treatment spaces
|  |  |  | Ss_25_36_95_05 Automated heavy-duty gate systems | [5 empty] | Pr_20_31_12 Cements and limes |  |  | SL_55_10 Liquid fuel extraction and treatment spaces
|  |  |  | Ss_25_36_95_35 Heavy duty sliding beam barrier systems | [5 empty] | Pr_20_31_12_11 Calcium aluminate cements |  |  | SL_55_10_10 Oil extraction spaces
|  |  |  | Ss_25_36_95_36 Height restrictor systems | [5 empty] | Pr_20_31_12_13 Cement/cement replacement materials |  |  | SL_55_10_50 Oil treatment spaces
|  |  |  | Ss_25_36_95_38 Horizontal swing gate systems | [5 empty] | Pr_20_31_12_38 Hydrated limes |  |  | SL_55_15 Water extraction and treatment spaces
|  |  |  | Ss_25_36_95_40 Hydraulic ramp systems | [5 empty] | Pr_20_31_12_39 Hydraulic limes |  |  | SL_55_15_10 Water extraction spaces
|  |  |  | Ss_25_36_95_50 Movable bollard and car park post systems | [5 empty] | Pr_20_31_12_50 Masonry cements |  |  | SL_55_15_50 Water treatment spaces
|  |  |  | Ss_25_36_95_70 Rising arm barrier systems | [5 empty] | Pr_20_31_12_57 Non-hydraulic lime putties |  |  | SL_55_20 Gas supply spaces
|  |  |  | Ss_25_36_95_72 Rising bollard systems | [5 empty] | Pr_20_31_12_58 Non-hydraulic limes |  |  | SL_55_30 Fire extinguishing supply spaces
|  |  |  | Ss_25_36_95_85 Static bollard systems | [5 empty] | Pr_20_31_12_60 Portland cements |  |  | SL_55_40 Steam supply spaces
|  |  |  | Ss_25_36_95_94 Vehicle flow plate systems | [5 empty] | Pr_20_31_12_69 Quicklime |  |  | SL_55_50 Liquid fuel supply spaces
|  |  |  | Ss_25_36_95_96 Vehicle stop systems | [5 empty] | Pr_20_31_12_80 Special purpose cements |  |  | SL_55_60 Process liquid supply spaces
|  |  |  | Ss_25_38 Wall and barrier opening hardware systems | [5 empty] | Pr_20_31_12_86 Sulfate-resisting Portland cements |  |  | SL_55_65 Ventilation and air conditioning spaces
|  |  |  | Ss_25_38_20 Door, window and gate hardware systems | [5 empty] | Pr_20_31_16 Concretes |  |  | SL_55_70 Water supply spaces
|  |  |  | Ss_25_38_20_20 Door hardware systems | [5 empty] | Pr_20_31_16_12 Cement-bound granular mixtures |  |  | SL_55_70_65 Private supply pipes
|  |  |  | Ss_25_38_20_30 Garage door hardware systems | [5 empty] | Pr_20_31_16_21 Designated concrete |  |  | SL_55_90 Piped solids supply spaces
|  |  |  | Ss_25_38_20_33 Gate hardware systems | [5 empty] | Pr_20_31_16_22 Designed concrete |  |  | SL_60 Heating, cooling and refrigeration spaces
|  |  |  | Ss_25_38_20_35 Hatch hardware systems | [5 empty] | Pr_20_31_16_29 Fine bedding concretes |  |  | SL_60_30 Rail and paving heating spaces
|  |  |  | Ss_25_38_20_70 Relocatable partition hardware systems | [5 empty] | Pr_20_31_16_30 Fly ash bound mixtures |  |  | SL_60_40 Space heating and cooling spaces
|  |  |  | Ss_25_38_20_80 Shutter hardware systems | [5 empty] | Pr_20_31_16_31 Foamed concrete |  |  | SL_60_60 Refrigeration spaces
|  |  |  | Ss_25_38_20_95 Window hardware systems | [5 empty] | Pr_20_31_16_37 High strength concrete |  |  | SL_60_80 Drying spaces
|  |  |  | Ss_25_45 Wall covering and finish systems | [5 empty] | Pr_20_31_16_39 Hydraulic road binder bound mixtures |  |  | SL_60_80_25 Drying rooms
|  |  |  | Ss_25_45_02 Acoustic covering systems | [5 empty] | Pr_20_31_16_56 Normal-class concretes |  |  | SL_70 Electrical power generation and lighting spaces
|  |  |  | Ss_25_45_02_60 Parge coat systems | [5 empty] | Pr_20_31_16_66 Pre-blended concretes |  |  | SL_70_10 Electrical power generation spaces
|  |  |  | Ss_25_45_25 Drapery systems | [5 empty] | Pr_20_31_16_67 Prescribed concrete |  |  | SL_70_10_91 Turbine rooms
|  |  |  | Ss_25_45_70 Render and roughcast coating systems | [5 empty] | Pr_20_31_16_68 Proprietary concretes |  |  | SL_70_30 Electricity distribution and transmission spaces
|  |  |  | Ss_25_45_70_55 Multicoat render systems | [5 empty] | Pr_20_31_16_70 Resin concretes |  |  | SL_70_30_35 High-voltage electricity substation chambers
|  |  |  | Ss_25_45_70_60 One coat render systems | [5 empty] | Pr_20_31_16_72 Roman concretes |  |  | SL_70_30_45 Low-voltage electricity substation chambers
|  |  |  | Ss_25_45_70_90 Tiling and mosaic render substrate systems | [5 empty] | Pr_20_31_16_76 Self-compacting concretes |  |  | SL_75 Communications, security, safety and protection spaces
|  |  |  | Ss_25_45_72 Rendered insulation systems | [5 empty] | Pr_20_31_16_78 Slag bound mixtures |  |  | SL_75_10 Communications spaces
|  |  |  | Ss_25_45_72_02 Adhesive fixed external wall insulation systems | [5 empty] | Pr_20_31_16_80 Small-area repair concretes |  |  | SL_75_10_21 Communications equipment rooms
|  |  |  | Ss_25_45_72_42 Insulated plinth systems | [5 empty] | Pr_20_31_16_82 Special-class performance concretes |  |  | SL_75_10_23 Digital data transmission networks
|  |  |  | Ss_25_45_72_70 Rail fixed external wall insulation systems | [5 empty] | Pr_20_31_16_83 Special-class prescription concretes |  |  | SL_75_10_70 Radio broadcast control booths
|  |  |  | Ss_25_45_74 Rolled paper and fabric covering systems | [5 empty] | Pr_20_31_16_84 Sprayed concretes |  |  | SL_75_10_73 Radio studios
|  |  |  | Ss_25_45_74_70 Rolled covering systems | [5 empty] | Pr_20_31_16_85 Standardized prescribed concrete |  |  | SL_75_10_88 Telecommunications control spaces
|  |  |  | Ss_25_45_85 Sprayed coating systems | [5 empty] | Pr_20_31_16_92 Ultra high performance concrete |  |  | SL_75_10_89 Telephone boxes and booths
|  |  |  | Ss_25_45_85_82 Sprayed external monolithic coating systems | [5 empty] | Pr_20_31_35 Granules and powders |  |  | SL_75_10_90 Telephone exchange spaces
|  |  |  | Ss_25_45_85_85 Sprayed internal monolithic coating systems | [5 empty] | Pr_20_31_35_11 Carborundum |  |  | SL_75_10_91 Television broadcast control booths
|  |  |  | Ss_25_45_86 Suspended render systems | [5 empty] | Pr_20_31_35_22 Diatomaceous earth |  |  | SL_75_10_93 Television studios
|  |  |  | Ss_25_45_88 Tiling systems | [5 empty] | Pr_20_31_35_30 Fly ash |  |  | SL_75_30 Signalling spaces
|  |  |  | Ss_25_45_88_25 External wall tiling systems | [5 empty] | Pr_20_31_35_33 Granulated blast furnace slag |  |  | SL_75_30_80 Signal boxes
|  |  |  | Ss_25_45_88_40 Internal wall tiling systems | [5 empty] | Pr_20_31_35_34 Ground granulated blast furnace slag |  |  | SL_75_40 Electronic security spaces
|  |  |  | Ss_25_45_88_88 Terrazzo wall tiling systems | [5 empty] | Pr_20_31_35_35 Gypsum |  |  | SL_75_40_28 Electronic security control rooms
|  |  |  | Ss_25_45_88_90 Tiling and mosaic mortar substrate systems | [5 empty] | Pr_20_31_35_47 Limestone fines |  |  | SL_75_50 Safety and protection spaces
|  |  |  | Ss_25_45_90 Unit facing systems | [5 empty] | Pr_20_31_35_50 Marble dust |  |  | SL_75_60 Environmental safety
|  |  |  | Ss_25_50 Wall mounted canopy and screen systems | [5 empty] | Pr_20_31_35_51 Metakaolin |  |  | SL_75_70 Control and management spaces
|  |  |  | Ss_25_50_05 Awning systems | [5 empty] | Pr_20_31_35_52 Microsilica |  |  | SL_75_80 Protection spaces
|  |  |  | Ss_25_50_35 Grille systems | [5 empty] | Pr_20_31_35_53 Mineral pigments |  |  | SL_80 Transport spaces
|  |  |  | Ss_25_50_45 Louvre and shading systems | [5 empty] | Pr_20_31_35_56 Natural pozzolan |  |  | SL_80_05 Aerospace ground spaces
|  |  |  | Ss_25_50_45_10 Canopy systems | [5 empty] | Pr_20_31_35_60 Partially ground granulated blast furnace slag |  |  | SL_80_05_02 Aeroplane landing strips
|  |  |  | Ss_25_50_45_30 Facade-aligned brise soleil systems | [5 empty] | Pr_20_31_35_62 Plaster of Paris |  |  | SL_80_05_03 Aeroplane runways
|  |  |  | Ss_25_50_45_45 Louvre screen systems | [5 empty] | Pr_20_31_35_75 Sawdust |  |  | SL_80_05_04 Aircraft fuelling spaces
|  |  |  | Ss_25_50_45_60 Panellized louvre screen systems | [5 empty] | Pr_20_31_35_81 Silica fume |  |  | SL_80_05_05 Aircraft manoeuvring areas
|  |  |  | Ss_25_50_45_65 Projecting brise soleil systems | [5 empty] | Pr_20_31_35_82 Sintered pulverized fuel ash |  |  | SL_80_05_06 Aircraft standing areas
|  |  |  | Ss_25_50_75 Screen systems | [5 empty] | Pr_20_31_35_86 Synthetic foam granules |  |  | SL_80_05_07 Aircraft storage spaces
|  |  |  | Ss_25_50_80 Shutter systems | [5 empty] | Pr_20_31_53 Mortars and grouts |  |  | SL_80_05_33 Gliding runways
|  |  |  | Ss_25_60 Wall and barrier accessory systems | [5 empty] | Pr_20_31_53_08 Brick slip adhesive mortars |  |  | SL_80_05_37 Hang gliding launch spaces
|  |  |  | Ss_25_60_10 Cavity wall tie renewal and insertion systems | [5 empty] | Pr_20_31_53_10 Cement gauged designed mortars |  |  | SL_80_05_38 Helipads
|  |  |  | Ss_25_60_30 Fire stopping systems | [5 empty] | Pr_20_31_53_11 Cement gauged mortars |  |  | SL_80_05_82 Spacecraft landing strips
|  |  |  | Ss_25_60_30_40 Individual services penetrations fire stopping systems | [5 empty] | Pr_20_31_53_12 Cementitious and reaction resin grouts |  |  | SL_80_05_84 Spacecraft launch pads
|  |  |  | Ss_25_60_30_45 Linear gap fire stopping systems | [5 empty] | Pr_20_31_53_13 Cementitious grouts |  |  | SL_80_10 Loading and embarkation spaces
|  |  |  | Ss_25_60_30_48 Loose fire stopping systems | [5 empty] | Pr_20_31_53_14 Cementitious tanking mortars |  |  | SL_80_10_06 Baggage claim areas
|  |  |  | Ss_25_60_30_55 Multiple services penetrations fire stopping systems | [5 empty] | Pr_20_31_53_15 Concrete repair mortars |  |  | SL_80_10_07 Baggage handling areas
|  |  |  | Ss_25_60_30_62 Pipe collar fire stopping systems | [5 empty] | Pr_20_31_53_18 Crystallization active slurry mortars |  |  | SL_80_10_09 Boarding areas
|  |  |  | Ss_25_60_35 Glazing systems | [5 empty] | Pr_20_31_53_26 Epoxy mortars |  |  | SL_80_10_10 Bus stops
|  |  |  | Ss_25_60_35_06 Bead-fixed insulating glazing systems | [5 empty] | Pr_20_31_53_27 Epoxy resin grouts |  |  | SL_80_10_12 Cargo handling areas
|  |  |  | Ss_25_60_35_08 Bead-fixed single glazing systems | [5 empty] | Pr_20_31_53_28 Epoxy resin-modified cementitious slurries |  |  | SL_80_10_13 Cargo loading areas
|  |  |  | Ss_25_60_35_30 Fire-resistant glazing systems | [5 empty] | Pr_20_31_53_30 Fibre-reinforced polymer-modified cementitious mortars |  |  | SL_80_10_16 Concourses
|  |  |  | Ss_25_60_35_33 Glazing film systems | [5 empty] | Pr_20_31_53_31 Fire-resisting mortars |  |  | SL_80_10_20 Customs control areas
|  |  |  | Ss_25_60_35_35 Groove-fixed single glazing systems | [5 empty] | Pr_20_31_53_32 General purpose cement:sand mortars |  |  | SL_80_10_22 Departure lounges
|  |  |  | Ss_25_60_35_40 Internal use bead and tape, groove or channel glazing systems | [5 empty] | Pr_20_31_53_33 Glass block jointing mortars |  |  | SL_80_10_33 Gangways
|  |  |  | Ss_25_60_35_50 Mirror glazing systems | [5 empty] | Pr_20_31_53_34 Glass block pointing mortars |  |  | SL_80_10_55 Passenger gates
|  |  |  | Ss_25_60_35_65 Putty-fronted single glazing systems | [5 empty] | Pr_20_31_53_39 Hydraulic lime mortars |  |  | SL_80_10_60 Passport control offices
|  |  |  | Ss_25_60_35_75 Single-sided gasket glazing systems | [5 empty] | Pr_20_31_53_40 Injection grouts |  |  | SL_80_10_77 Security screening areas
|  |  |  | Ss_25_60_35_85 Structural zipper gasket glazing systems | [5 empty] | Pr_20_31_53_41 Injection mortar damp proof courses |  |  | SL_80_15 Aerospace maintenance spaces
|  |  |  | Ss_25_60_35_95 U-profiled glazing systems | [5 empty] | Pr_20_31_53_42 Injection mortars |  |  | SL_80_15_01 Aircraft cleaning spaces
|  |  |  | Ss_25_60_50 Metal sheet wall flashing and weathering systems | [5 empty] | Pr_20_31_53_43 Intumescent mortars |  |  | SL_80_15_04 Aircraft repair spaces
|  |  |  | Ss_25_60_50_03 Aluminium sheet wall flashing systems | [5 empty] | Pr_20_31_53_47 Lightweight masonry mortars |  |  | SL_80_15_06 Airport control spaces
|  |  |  | Ss_25_60_50_04 Aluminium sheet wall weathering systems | [5 empty] | Pr_20_31_53_50 Masonry grout |  |  | SL_80_15_79 Spacecraft cleaning spaces
|  |  |  | Ss_25_60_50_11 Carbon steel wall flashing systems | [5 empty] | Pr_20_31_53_52 Metal anchor and fixings grouts |  |  | SL_80_15_81 Spacecraft preparation spaces
|  |  |  | Ss_25_60_50_12 Carbon steel wall weathering systems | [5 empty] | Pr_20_31_53_54 Mortar repair mortar |  |  | SL_80_15_82 Spacecraft repair spaces
|  |  |  | Ss_25_60_50_14 Copper sheet wall flashing systems | [5 empty] | Pr_20_31_53_60 Paving jointing mortars |  |  | SL_80_20 Cableways
|  |  |  | Ss_25_60_50_15 Copper sheet wall weathering systems | [5 empty] | Pr_20_31_53_61 Paving laying course mortars |  |  | SL_80_20_13 Cableways
|  |  |  | Ss_25_60_50_47 Lead damp proof course systems | [5 empty] | Pr_20_31_53_62 Paving unit priming slurry mortars |  |  | SL_80_30 Cable transport storage and maintenance spaces
|  |  |  | Ss_25_60_50_48 Lead sheet wall flashing systems | [5 empty] | Pr_20_31_53_64 Polyester resin grouts |  |  | SL_80_30_34 Gondola repair and cleaning spaces
|  |  |  | Ss_25_60_50_49 Lead sheet wall weathering systems | [5 empty] | Pr_20_31_53_65 Polymer-modified cementitious mortars |  |  | SL_80_30_35 Gondola storage spaces
|  |  |  | Ss_25_60_50_84 Stainless steel sheet wall flashing systems | [5 empty] | Pr_20_31_53_66 Polymer-modified cementitious slurries |  |  | SL_80_35 Road spaces
|  |  |  | Ss_25_60_50_85 Stainless steel sheet wall weathering systems | [5 empty] | Pr_20_31_53_71 Resin grouts |  |  | SL_80_35_04 Arrestor beds
|  |  |  | Ss_25_60_50_94 Zinc sheet wall flashing systems | [5 empty] | Pr_20_31_53_76 Self-hardening slurry mixes |  |  | SL_80_35_08 Bus manoeuvring areas
|  |  |  | Ss_25_60_50_95 Zinc sheet wall weathering systems | [5 empty] | Pr_20_31_53_79 Silica grouts |  |  | SL_80_35_11 Car manoeuvring areas
|  |  |  | Ss_25_95 Temporary wall and barrier systems | [5 empty] | Pr_20_31_53_88 Thin-layer mortars |  |  | SL_80_35_13 Carriageways
|  |  |  | Ss_25_95_30 Temporary flood barrier systems | [5 empty] | Pr_20_31_53_90 Thixotropic resin grouts |  |  | SL_80_35_16 Central reservations
|  |  |  | Ss_25_95_60 Temporary pedestrian barrier systems | [5 empty] | Pr_20_31_53_96 Waterproof mortars |  |  | SL_80_35_18 Crossover spaces
|  |  |  | Ss_25_95_70 Temporary rail barrier systems | [5 empty] | Pr_20_31_56 Natural resins |  |  | SL_80_35_19 Cycle crossings
|  |  |  | Ss_25_95_75 Temporary road barrier systems | [5 empty] | Pr_20_31_56_11 Balsam resins |  |  | SL_80_35_20 Cycle lanes
|  |  |  | Ss_25_95_85 Temporary traffic barrier systems | [5 empty] | Pr_20_31_56_13 Benzoin resins |  |  | SL_80_35_22 Diversion routes
|  |  |  | Ss_25_95_90 Temporary water barrier systems | [5 empty] | Pr_20_31_56_16 Copal resins |  |  | SL_80_35_36 Hard shoulders
|  |  |  | Ss_30 Roof, floor and paving systems | [5 empty] | Pr_20_31_56_21 Damar resins |  |  | SL_80_35_37 Hard standings
|  |  |  | Ss_30_10 Pitched, arched and domed roof structure systems | [5 empty] | Pr_20_31_56_46 Lacquer resins |  |  | SL_80_35_39 Highway pull-offs
|  |  |  | Ss_30_10_30 Framed roof structure systems | [5 empty] | Pr_20_31_56_50 Mastic resins |  |  | SL_80_35_40 Highway roundabouts
|  |  |  | Ss_30_10_30_03 Aluminium roof framing systems | [5 empty] | Pr_20_31_56_77 Shellac resins |  |  | SL_80_35_42 Intersections
|  |  |  | Ss_30_10_30_20 Glazed unit roof framing systems | [5 empty] | Pr_20_31_56_91 Turpentine resins |  |  | SL_80_35_44 Junctions
|  |  |  | Ss_30_10_30_25 Heavy steel roof framing systems | [5 empty] | Pr_20_31_86 Synthetic resins |  |  | SL_80_35_45 Lanes
|  |  |  | Ss_30_10_30_30 Heavy steel roof space frame systems | [5 empty] | Pr_20_31_86_01 Acetal resins |  |  | SL_80_35_46 Lay-bys and passing places
|  |  |  | Ss_30_10_30_35 Heavy steel roof space truss systems | [5 empty] | Pr_20_31_86_02 Acrylic resins |  |  | SL_80_35_57 Non-motorized use crossings
|  |  |  | Ss_30_10_30_45 Light steel roof framing systems | [5 empty] | Pr_20_31_86_03 Acrylonitrile butadiene styrene (ABS) resins |  |  | SL_80_35_59 Ox-bow laybys
|  |  |  | Ss_30_10_30_58 Plastics roof framing systems | [5 empty] | Pr_20_31_86_04 Alkyd resins |  |  | SL_80_35_62 Pedestrian crossings
|  |  |  | Ss_30_10_30_60 Precast concrete roof structure systems | [5 empty] | Pr_20_31_86_27 Epoxy resins |  |  | SL_80_35_63 Pedestrian routes
|  |  |  | Ss_30_10_30_70 Reinforced concrete roof framing systems | [5 empty] | Pr_20_31_86_28 Ethylene vinyl acetate (EVA) resins |  |  | SL_80_35_64 Pedestrian refuges and islands
|  |  |  | Ss_30_10_30_85 Timber roof framing systems | [5 empty] | Pr_20_31_86_46 Liquid crystal polymer resins |  |  | SL_80_35_66 Police ramps
|  |  |  | Ss_30_10_50 Monolithic roof structure systems | [5 empty] | Pr_20_31_86_48 Long-fibre reinforced plastics resins |  |  | SL_80_35_70 Railway crossings
|  |  |  | Ss_30_10_50_70 Sprayed concrete roof systems | [5 empty] | Pr_20_31_86_51 Melamine formaldehyde (MF) resins |  |  | SL_80_35_71 Refuge areas
|  |  |  | Ss_30_10_60 Panel roof structure systems | [5 empty] | Pr_20_31_86_58 Phenol formaldehyde (PF) resins |  |  | SL_80_35_72 Roadside rest areas
|  |  |  | Ss_30_10_90 Unit roof structure systems | [5 empty] | Pr_20_31_86_59 Polyamide (PA) resins |  |  | SL_80_35_74 Road sections
|  |  |  | Ss_30_10_90_50 Masonry roof systems | [5 empty] | Pr_20_31_86_60 Polycarbonate resins |  |  | SL_80_35_77 Side reservations
|  |  |  | Ss_30_12 Flat roof, floor and deck structure systems | [5 empty] | Pr_20_31_86_61 Polyester resins |  |  | SL_80_35_78 Side road carriageways
|  |  |  | Ss_30_12_05 Beam and block floor systems | [5 empty] | Pr_20_31_86_62 Polyethylene (PE) resins |  |  | SL_80_35_80 Slip road carriageways
|  |  |  | Ss_30_12_15 Concrete plank floor systems | [5 empty] | Pr_20_31_86_63 Polyethylene terephthalate (PET) resins |  |  | SL_80_35_81 Soft shoulders
|  |  |  | Ss_30_12_20 Deck systems | [5 empty] | Pr_20_31_86_64 Polyphenylene sulfide resins |  |  | SL_80_35_87 Taxi ranks
|  |  |  | Ss_30_12_30 Flat roof and floor cassette structural insulated panel (SIP) systems | [5 empty] | Pr_20_31_86_65 Polypropylene resins |  |  | SL_80_35_90 Truck manoeuvring areas
|  |  |  | Ss_30_12_32 Framed decking systems | [5 empty] | Pr_20_31_86_66 Polystyrene (PS) resins |  |  | SL_80_35_94 Vaulted spaces
|  |  |  | Ss_30_12_33 Framed floor systems | [5 empty] | Pr_20_31_86_67 Polyurethane (PU) resins |  |  | SL_80_45 Vehicle storage spaces
|  |  |  | Ss_30_12_34 Framed mezzanine systems | [5 empty] | Pr_20_31_86_68 Polyvinyl chloride (PVC) resins |  |  | SL_80_45_09 Bus standing spaces
|  |  |  | Ss_30_12_35 Glass unit masonry floor systems | [5 empty] | Pr_20_31_86_77 Silicone resins |  |  | SL_80_45_11 Car park attendant booths
|  |  |  | Ss_30_12_45 Lift-up concrete plank floor systems | [5 empty] | Pr_20_31_86_88 Thermoplastic elastomer (TPE) resins |  |  | SL_80_45_13 Car park ramps
|  |  |  | Ss_30_12_50 Masonry (flat arch) floor systems | [5 empty] | Pr_20_31_86_92 Unsaturated polyester (UP) resins |  |  | SL_80_45_15 Cycle parking spaces
|  |  |  | Ss_30_12_60 Pier and jetty structure systems | [5 empty] | Pr_20_31_86_93 Urea formaldehyde (UF) resins |  |  | SL_80_45_40 Indoor vehicle parking spaces
|  |  |  | Ss_30_12_64 Platform systems | [5 empty] | Pr_20_31_86_94 Vinyl ester resins |  |  | SL_80_45_59 Outdoor vehicle parking spaces
|  |  |  | Ss_30_12_64_17 Crosswall platform systems | [5 empty] | Pr_20_65 Prefabricated buildings and structures |  |  | SL_80_45_91 Truck standing spaces
|  |  |  | Ss_30_12_64_30 Front wall platform systems | [5 empty] | Pr_20_65_34 Glazed structures |  |  | SL_80_50 Railway spaces
|  |  |  | Ss_30_12_64_53 Modular platform systems | [5 empty] | Pr_20_65_34_34 Glazed enclosures |  |  | SL_80_50_11 Carriage cleaning spaces
|  |  |  | Ss_30_12_85 Structural deck systems | [5 empty] | Pr_20_65_34_51 Metal framed structures |  |  | SL_80_50_24 Double sided platforms
|  |  |  | Ss_30_12_85_15 Composite concrete floor, roof or balcony deck systems | [5 empty] | Pr_20_65_34_72 Roof lanterns |  |  | SL_80_50_26 Engine fuelling areas
|  |  |  | Ss_30_12_85_16 Composite steel and concrete floor, roof or balcony deck systems | [5 empty] | Pr_20_65_50 Modular products |  |  | SL_80_50_27 Engine inspection pits
|  |  |  | Ss_30_12_85_17 Concrete beam and block floor or roof deck systems | [5 empty] | Pr_20_65_50_10 Bathroom pods |  |  | SL_80_50_28 Engine servicing areas
|  |  |  | Ss_30_12_85_18 Concrete floor or roof deck systems | [5 empty] | Pr_20_65_60 Panelled and framed structures |  |  | SL_80_50_29 Engine wash areas
|  |  |  | Ss_30_12_85_30 Glazed unit floor or roof deck systems | [5 empty] | Pr_20_65_60_15 Concrete panelled buildings |  |  | SL_80_50_47 Light rail stops
|  |  |  | Ss_30_12_85_40 Heavy steel floor, roof or balcony deck systems | [5 empty] | Pr_20_65_60_17 Cross laminated timber (CLT) panelled buildings |  |  | SL_80_50_50 Marshalling yards
|  |  |  | Ss_30_12_85_50 Light steel floor, roof or balcony deck systems | [5 empty] | Pr_20_65_60_47 Light gauge steel floors and roofs |  |  | SL_80_50_58 Railway overpasses
|  |  |  | Ss_30_12_85_65 Post tensioned concrete floor or roof deck systems | [5 empty] | Pr_20_65_60_48 Light gauge steel frame walls |  |  | SL_80_50_70 Rail repair spaces
|  |  |  | Ss_30_12_85_70 Reinforced concrete floor, roof or balcony deck systems | [5 empty] | Pr_20_65_60_60 Packaged components |  |  | SL_80_50_71 Railway side reservations
|  |  |  | Ss_30_12_85_90 Timber floor, roof or balcony deck systems | [5 empty] | Pr_20_65_60_84 Structural insulated panels (SIPs) |  |  | SL_80_50_72 Railway lines
|  |  |  | Ss_30_14 Paving systems | [5 empty] | Pr_20_65_60_88 Timber frame floors and roofs |  |  | SL_80_50_74 Railway sections
|  |  |  | Ss_30_14_02 Acrylic and resin bound aggregate paving systems | [5 empty] | Pr_20_65_60_89 Timber frame panels |  |  | SL_80_50_77 Railway signal control spaces
|  |  |  | Ss_30_14_02_30 Fibre-reinforced resin-bound aggregate overlay systems | [5 empty] | Pr_20_65_78 Shelter structures |  |  | SL_80_50_79 Signalling equipment room
|  |  |  | Ss_30_14_02_41 Impact absorbing synthetic play and sport paving systems | [5 empty] | Pr_20_65_78_15 Composite panelled shelters |  |  | SL_80_50_80 Single sided platforms
|  |  |  | Ss_30_14_02_42 Impervious acrylic coated sports paving systems | [5 empty] | Pr_20_65_78_34 Glazed shelters |  |  | SL_80_50_88 Track paralleling huts
|  |  |  | Ss_30_14_02_70 Resin-bonded aggregate paving systems | [5 empty] | Pr_20_65_78_58 Open sided shelters |  |  | SL_80_50_90 Train stops
|  |  |  | Ss_30_14_02_71 Resin-bound aggregate light duty paving systems | [5 empty] | Pr_20_65_78_77 Semi closed shelters |  |  | SL_80_50_92 Railway underpasses
|  |  |  | Ss_30_14_02_72 Resin-bound aggregate heavy duty paving systems | [5 empty] | Pr_20_65_78_88 Timber framed and panelled shelters |  |  | SL_80_50_95 Wagon decontamination spaces
|  |  |  | Ss_30_14_02_73 Resin-bound aggregate overlay systems | [5 empty] | Pr_20_76 Sectional products |  |  | SL_80_50_97 Wagon maintenance spaces
|  |  |  | Ss_30_14_02_74 Resin-bound stone aggregate sports paving systems | [5 empty] | Pr_20_76_06 Balusters and newel posts |  |  | SL_80_70 Marine and waterways transport spaces
|  |  |  | Ss_30_14_02_85 Synthetic play surfacing systems | [5 empty] | Pr_20_76_06_03 Aluminium balusters and newel posts |  |  | SL_80_70_11 Canal lock chambers
|  |  |  | Ss_30_14_05 Asphalt road and paving systems | [5 empty] | Pr_20_76_06_11 Carbon steel balusters and newel posts |  |  | SL_80_70_37 Harbour locks
|  |  |  | Ss_30_14_05_05 Asphalt concrete light duty paving systems | [5 empty] | Pr_20_76_06_12 Cast iron balusters and newel posts |  |  | SL_80_90 Transport hubs
|  |  |  | Ss_30_14_05_06 Asphalt concrete paving systems | [5 empty] | Pr_20_76_06_16 Concrete balusters and newel posts |  |  | SL_80_92 Grid systems
|  |  |  | Ss_30_14_05_07 Asphalt concrete runway paving systems | [5 empty] | Pr_20_76_06_36 Hardwood balusters and newel posts |  |  | SL_80_92_34 Geospatial grids
|  |  |  | Ss_30_14_05_08 Asphalt concrete surface overlay systems | [5 empty] | Pr_20_76_06_63 Plastics balusters and newel posts |  |  | SL_80_92_37 Horizontal alignment grids
|  |  |  | Ss_30_14_05_35 Hot rolled asphalt paving systems | [5 empty] | Pr_20_76_06_80 Softwood balusters and newel posts |  |  | SL_80_92_94 Vertical alignment grids
|  |  |  | Ss_30_14_05_36 Hot rolled asphalt runway paving systems | [5 empty] | Pr_20_76_06_83 Stainless steel balusters and newel posts |  |  | SL_80_94 Bridge and structure spaces
|  |  |  | Ss_30_14_05_40 Hot rolled asphalt sports paving systems | [5 empty] | Pr_20_76_06_86 Stone balusters and newel posts |  |  | SL_80_94_07 Bearing shelves
|  |  |  | Ss_30_14_05_50 Mastic asphalt pedestrian paving systems | [5 empty] | Pr_20_76_06_88 Timber spindles |  |  | SL_80_94_09 Bridge aprons
|  |  |  | Ss_30_14_05_65 Porous asphalt concrete paving systems | [5 empty] | Pr_20_76_08 Bollards and impact protectors |  |  | SL_80_94_71 Retaining wall aprons
|  |  |  | Ss_30_14_05_70 Porous asphalt concrete sports paving systems | [5 empty] | Pr_20_76_08_02 Aluminium alloy bollards |  |  | SL_80_96 Tunnel and shaft spaces
|  |  |  | Ss_30_14_05_75 Stone mastic asphalt paving systems | [5 empty] | Pr_20_76_08_03 Aluminium alloy hinged bollards |  |  | SL_80_96_15 Concourse tunnels
|  |  |  | Ss_30_14_15 Concrete road and paving systems | [5 empty] | Pr_20_76_08_04 Aluminium alloy telescopic bollards |  |  | SL_80_96_18 Crossover tunnels
|  |  |  | Ss_30_14_15_14 Concrete grass-filled paving systems | [5 empty] | Pr_20_76_08_10 Carbon steel bollards |  |  | SL_80_96_20 Drift tunnel portals
|  |  |  | Ss_30_14_15_16 Concrete paving systems | [5 empty] | Pr_20_76_08_11 Carbon steel hinged bollards |  |  | SL_80_96_58 Overrun tunnels
|  |  |  | Ss_30_14_15_17 Concrete porous paving systems | [5 empty] | Pr_20_76_08_12 Carbon steel rising bollards |  |  | SL_80_96_60 Passageway tunnels
|  |  |  | Ss_30_14_15_18 Concrete runway paving systems | [5 empty] | Pr_20_76_08_13 Carbon steel telescopic bollards |  |  | SL_80_96_64 Platform tunnels
|  |  |  | Ss_30_14_50 Mat and sheet paving systems | [5 empty] | Pr_20_76_08_14 Cast iron bollards |  |  | SL_80_96_78 Sidings tunnels
|  |  |  | Ss_30_14_50_25 Dry ski slope synthetic matting systems | [5 empty] | Pr_20_76_08_15 Collapsible metal bollards |  |  | SL_80_98 Transport kinematic envelopes
|  |  |  | Ss_30_14_50_65 Polymeric sports paving systems | [5 empty] | Pr_20_76_08_16 Collapsible polymer bollards |  |  | SL_80_98_09 Bridge headrooms
|  |  |  | Ss_30_14_50_80 Synthetic grass surfacing systems | [5 empty] | Pr_20_76_08_17 Collapsible timber bollards |  |  | SL_80_98_15 Collapse radius
|  |  |  | Ss_30_14_80 Unbound aggregate paving systems | [5 empty] | Pr_20_76_08_18 Composite bollards |  |  | SL_80_98_46 Lateral safety zones
|  |  |  | Ss_30_14_80_30 Fast dry clay sports paving systems | [5 empty] | Pr_20_76_08_19 Concrete bollards |  |  | SL_80_98_48 Longitudinal safety zones
|  |  |  | Ss_30_14_80_37 Hoggin paving systems | [5 empty] | Pr_20_76_08_36 Hardwood bollards |  |  | SL_80_98_75 Safety clearance zones
|  |  |  | Ss_30_14_80_40 Hard binding gravel paving systems | [5 empty] | Pr_20_76_08_51 Metal bollards |  |  | SL_80_98_85 Swept path areas
|  |  |  | Ss_30_14_80_45 Loose laid aggregate paving systems | [5 empty] | Pr_20_76_08_52 Metal impact protectors |  |  | SL_80_98_90 Tunnel headrooms
|  |  |  | Ss_30_14_80_47 Loose aggregate overlay systems | [5 empty] | Pr_20_76_08_53 Metal impact protectors with infill |  |  | SL_80_98_97 Working widths
|  |  |  | Ss_30_14_80_48 Loose gravel paving systems | [5 empty] | Pr_20_76_08_60 Panel fenders |  |  | SL_90 General spaces
|  |  |  | Ss_30_14_80_75 Sand play surfacing systems | [5 empty] | Pr_20_76_08_62 Plastics bollards |  |  | SL_90_10 Circulation spaces
|  |  |  | Ss_30_14_80_80 Slurry surfacing overlay systems | [5 empty] | Pr_20_76_08_63 Plastics hinged car bollards |  |  | SL_90_10_02 Air locks
|  |  |  | Ss_30_14_80_90 Unbound aggregate cycle paving systems | [5 empty] | Pr_20_76_08_64 Plastics rising bollards |  |  | SL_90_10_04 Atriums
|  |  |  | Ss_30_14_80_95 Woodchip and stone trim trail paving systems | [5 empty] | Pr_20_76_08_65 Plastics telescopic bollards |  |  | SL_90_10_08 Breezeways
|  |  |  | Ss_30_14_80_98 Woodchip and woodfibre surface paving systems | [5 empty] | Pr_20_76_08_66 Polymer bollards |  |  | SL_90_10_15 Corridors
|  |  |  | Ss_30_14_90 Unit paving systems | [5 empty] | Pr_20_76_08_67 Precast concrete bollards |  |  | SL_90_10_16 Covered walkways and internal bridges
|  |  |  | Ss_30_14_90_11 Cellular plastics grass-filled paving systems | [5 empty] | Pr_20_76_08_71 Retracting metal bollards |  |  | SL_90_10_24 Drop-off and collection areas
|  |  |  | Ss_30_14_90_12 Cellular plastics gravel-filled paving systems | [5 empty] | Pr_20_76_08_82 Stainless steel bollards |  |  | SL_90_10_27 Entrance halls
|  |  |  | Ss_30_14_90_30 Flag and slab bound paving systems | [5 empty] | Pr_20_76_08_83 Stainless steel hinged bollards |  |  | SL_90_10_28 Escalators and travellators
|  |  |  | Ss_30_14_90_32 Flag and slab paving overlay systems | [5 empty] | Pr_20_76_08_84 Stainless steel rising bollards |  |  | SL_90_10_34 Goods conveyors
|  |  |  | Ss_30_14_90_34 Flag and slab pedestal-supported paving systems | [5 empty] | Pr_20_76_08_85 Stainless steel telescopic bollards |  |  | SL_90_10_36 Hallways
|  |  |  | Ss_30_14_90_36 Flag and slab unbound paving systems | [5 empty] | Pr_20_76_08_86 Stone bollards |  |  | SL_90_10_46 Landings
|  |  |  | Ss_30_14_90_50 Mosaic paving systems | [5 empty] | Pr_20_76_08_88 Timber bollards |  |  | SL_90_10_47 Lifts
|  |  |  | Ss_30_14_90_60 Permeable flag and slab paving systems | [5 empty] | Pr_20_76_51 Metal sections |  |  | SL_90_10_51 Lobbies
|  |  |  | Ss_30_14_90_62 Permeable small unit paving systems | [5 empty] | Pr_20_76_51_01 Aluminium cold drawn bars and rods |  |  | SL_90_10_64 Porches
|  |  |  | Ss_30_14_90_70 Rail track paving systems | [5 empty] | Pr_20_76_51_02 Aluminium curtain wall frame sections |  |  | SL_90_10_68 Public squares
|  |  |  | Ss_30_14_90_75 Small unit bound paving systems | [5 empty] | Pr_20_76_51_03 Aluminium extruded bars and rods |  |  | SL_90_10_71 Retail circulation spaces
|  |  |  | Ss_30_14_90_80 Small unit paving overlay systems | [5 empty] | Pr_20_76_51_04 Aluminium extruded precision profiles |  |  | SL_90_10_77 Shelters
|  |  |  | Ss_30_14_90_85 Small unit unbound paving systems | [5 empty] | Pr_20_76_51_05 Aluminium patent glazing bars |  |  | SL_90_10_87 Stairways
|  |  |  | Ss_30_16 Static bridge deck structure systems | [5 empty] | Pr_20_76_51_07 Aluminium structural sections |  |  | SL_90_10_94 Vestibules
|  |  |  | Ss_30_16_10 Bridge deck systems | [5 empty] | Pr_20_76_51_08 Box sections |  |  | SL_90_10_95 Walkways
|  |  |  | Ss_30_16_10_08 Box girder bridge deck systems | [5 empty] | Pr_20_76_51_09 Brass sections |  |  | SL_90_10_96 Wheelchair circulation spaces
|  |  |  | Ss_30_16_10_12 Composite steel and concrete bridge deck systems | [5 empty] | Pr_20_76_51_10 Bronze sections |  |  | SL_90_20 Common spaces
|  |  |  | Ss_30_16_10_13 Conarch bridge systems | [5 empty] | Pr_20_76_51_11 Carbon steel bars |  |  | SL_90_20_01 Accident and emergency waiting rooms
|  |  |  | Ss_30_16_10_15 Concrete half through deck systems | [5 empty] | Pr_20_76_51_12 Carbon steel beams, columns, channels and tees |  |  | SL_90_20_04 Audience seating areas
|  |  |  | Ss_30_16_10_16 Concrete slab deck systems | [5 empty] | Pr_20_76_51_13 Carbon steel channels |  |  | SL_90_20_05 Audience standing areas
|  |  |  | Ss_30_16_10_30 Filler beam deck systems | [5 empty] | Pr_20_76_51_14 Carbon steel curtain wall frame sections |  |  | SL_90_20_08 Breakout spaces
|  |  |  | Ss_30_16_10_31 Flat and stepped deck systems | [5 empty] | Pr_20_76_51_15 Carbon steel curved sections |  |  | SL_90_20_13 Changing rooms
|  |  |  | Ss_30_16_10_53 Modular precast concrete deck systems | [5 empty] | Pr_20_76_51_17 Carbon steel pales |  |  | SL_90_20_14 Cloakrooms
|  |  |  | Ss_30_16_10_59 Orthotropic deck systems | [5 empty] | Pr_20_76_51_18 Carbon steel patent glazing bars |  |  | SL_90_20_15 Corporate boxes and VIP seating
|  |  |  | Ss_30_16_10_65 Pre-stressed concrete beam deck systems | [5 empty] | Pr_20_76_51_19 Carbon steel tees |  |  | SL_90_20_16 Customer service counter areas
|  |  |  | Ss_30_16_10_80 Solid steel slab systems | [5 empty] | Pr_20_76_51_20 Cast iron products |  |  | SL_90_20_69 Queuing areas
|  |  |  | Ss_30_16_30 Bridge expansion joint systems | [5 empty] | Pr_20_76_51_21 Cold-formed galvanized steel sections |  |  | SL_90_20_82 Spectator seating areas
|  |  |  | Ss_30_16_30_04 Asphaltic plug joint systems | [5 empty] | Pr_20_76_51_22 Cold-formed steel strip studs |  |  | SL_90_20_83 Spectator standing areas
|  |  |  | Ss_30_16_30_09 Buried expansion joint systems | [5 empty] | Pr_20_76_51_23 Copper alloy sections |  |  | SL_90_20_88 Temporary seating areas
|  |  |  | Ss_30_16_30_56 Nosing expansion joint systems with poured sealants | [5 empty] | Pr_20_76_51_25 Curtain wall blast-resistant frame sections |  |  | SL_90_20_89 Ticket offices
|  |  |  | Ss_30_16_30_57 Nosing expansion joint systems with preformed compression seals | [5 empty] | Pr_20_76_51_51 Metal mullions and transoms |  |  | SL_90_20_96 Waiting rooms
|  |  |  | Ss_30_20 Flooring and decking systems | [5 empty] | Pr_20_76_51_73 Resilient bars |  |  | SL_90_20_98 Work booths
|  |  |  | Ss_30_20_10 Board and rigid sheet floor systems | [5 empty] | Pr_20_76_51_77 Sheathed carbon steel patent glazing bars |  |  | SL_90_30 Construction voids
|  |  |  | Ss_30_20_10_10 Battened timber board floating floor systems | [5 empty] | Pr_20_76_51_81 Stainless steel bars and rods for construction |  |  | SL_90_30_25 Excavation volumes
|  |  |  | Ss_30_20_10_15 Battened wood-based rigid sheet floating floor systems | [5 empty] | Pr_20_76_51_82 Stainless steel bars and rods for general purposes |  |  | SL_90_30_30 Finishes allowances
|  |  |  | Ss_30_20_10_45 Joist-supported timber board floor systems | [5 empty] | Pr_20_76_51_83 Stainless steel sheet, strip and plate for construction |  |  | SL_90_30_80 Space proofing envelopes
|  |  |  | Ss_30_20_10_50 Joist-supported wood-based rigid sheet floor systems | [5 empty] | Pr_20_76_51_84 Stainless steel sheet, strip and plate for general purposes |  |  | SL_90_30_90 Tolerance zones
|  |  |  | Ss_30_20_10_95 Wood-based rigid sheet floating floor systems | [5 empty] | Pr_20_76_51_85 Stainless steel pales |  |  | SL_90_40 General levels
|  |  |  | Ss_30_20_15 Construction site | [5 empty] | Pr_20_76_51_90 Universal beam sections |  |  | SL_90_40_46 Levels
|  |  |  | Ss_30_20_22 Demountable athletics floor systems | [5 empty] | Pr_20_76_51_92 Universal column sections |  |  | SL_90_50 Storage spaces
|  |  |  | Ss_30_20_30 External deck and boardwalk systems | [5 empty] | Pr_20_76_51_98 Wrought iron sections |  |  | SL_90_50_04 Arms depots and armouries
|  |  |  | Ss_30_20_30_10 Boardwalk systems | [5 empty] | Pr_20_76_52 Metal tubes and hollow sections |  |  | SL_90_50_06 Baggage storage areas
|  |  |  | Ss_30_20_30_25 Decking systems | [5 empty] | Pr_20_76_52_01 Aluminium cold drawn tubes |  |  | SL_90_50_07 Battery stores
|  |  |  | Ss_30_20_70 Raised floor systems | [5 empty] | Pr_20_76_52_03 Aluminium extruded tubes |  |  | SL_90_50_08 Blood banks
|  |  |  | Ss_30_20_70_70 Raised access floor systems | [5 empty] | Pr_20_76_52_16 Carbon steel hot-finished hollow sections |  |  | SL_90_50_09 Boat storage spaces
|  |  |  | Ss_30_20_90 Wood and composite unit flooring systems | [5 empty] | Pr_20_76_52_19 Carbon steel seamless tubes |  |  | SL_90_50_11 Cargo storage areas
|  |  |  | Ss_30_20_90_15 Composition block flooring systems | [5 empty] | Pr_20_76_52_20 Carbon steel welded tubes |  |  | SL_90_50_12 Car ports
|  |  |  | Ss_30_20_90_50 Mosaic parquet panel flooring systems | [5 empty] | Pr_20_76_52_85 Stainless steel seamless circular tubes |  |  | SL_90_50_13 Chemicals stores
|  |  |  | Ss_30_20_90_95 Wood block flooring systems | [5 empty] | Pr_20_76_52_86 Stainless steel welded circular tubes |  |  | SL_90_50_14 Clothes stores
|  |  |  | Ss_30_20_95 Wood strip and board fine flooring systems | [5 empty] | Pr_20_76_63 Plastics sections |  |  | SL_90_50_15 Cold stores
|  |  |  | Ss_30_20_95_10 Battened wood floating floor systems | [5 empty] | Pr_20_76_63_30 Flexible foam rods |  |  | SL_90_50_17 Cycle storage spaces
|  |  |  | Ss_30_20_95_15 Composite laminate floating floor systems | [5 empty] | Pr_20_76_63_63 Plastics mullions and transoms |  |  | SL_90_50_24 Dry waste storage spaces
|  |  |  | Ss_30_20_95_20 Direct-fixed wood floor systems | [5 empty] | Pr_20_76_63_65 Plastics palisades |  |  | SL_90_50_25 Dungsteads
|  |  |  | Ss_30_20_95_25 Direct-glued wood floor systems | [5 empty] | Pr_20_76_63_85 Structural plastics sections |  |  | SL_90_50_26 Effluent tanks
|  |  |  | Ss_30_20_95_95 Wood floating floor systems | [5 empty] | Pr_20_76_63_92 Unplasticized polyvinyl chloride (PVC-U) curtain wall frame sections |  |  | SL_90_50_27 Equipment stores
|  |  |  | Ss_30_25 Ceiling and soffit systems | [5 empty] | Pr_20_76_64 Posts and post accessories |  |  | SL_90_50_28 Explosives and ordnance storerooms
|  |  |  | Ss_30_25_10 Board and sheet ceiling systems | [5 empty] | Pr_20_76_64_01 Adjustable post bases |  |  | SL_90_50_30 Feed stores
|  |  |  | Ss_30_25_10_10 Board suspended ceiling systems | [5 empty] | Pr_20_76_64_03 Aluminium alloy posts |  |  | SL_90_50_31 Flammable chemical stores
|  |  |  | Ss_30_25_10_26 External ceiling systems | [5 empty] | Pr_20_76_64_04 Aluminium post tops |  |  | SL_90_50_32 Fuel storage areas
|  |  |  | Ss_30_25_10_28 External soffit systems | [5 empty] | Pr_20_76_64_10 Carbon steel electric security fencing posts |  |  | SL_90_50_33 Garages
|  |  |  | Ss_30_25_10_80 Soffit lining and beam casing systems | [5 empty] | Pr_20_76_64_11 Carbon steel extension arms |  |  | SL_90_50_34 Gas storage spaces
|  |  |  | Ss_30_25_22 Demountable suspended ceiling systems | [5 empty] | Pr_20_76_64_12 Carbon steel posts |  |  | SL_90_50_35 General storerooms
|  |  |  | Ss_30_25_22_01 Acoustic baffle suspended ceiling systems | [5 empty] | Pr_20_76_64_13 Carbon steel post tops |  |  | SL_90_50_36 Goods stores
|  |  |  | Ss_30_25_22_30 Fabric membrane ceiling systems | [5 empty] | Pr_20_76_64_14 Carbon steel wind posts |  |  | SL_90_50_37 Grain stores
|  |  |  | Ss_30_25_22_52 Monolithic suspended ceiling systems | [5 empty] | Pr_20_76_64_15 Cast iron posts |  |  | SL_90_50_38 Hazardous waste storage spaces
|  |  |  | Ss_30_25_22_70 Raft or island suspended ceiling systems | [5 empty] | Pr_20_76_64_16 Cast iron post tops |  |  | SL_90_50_44 Janitor stores
|  |  |  | Ss_30_25_22_90 Unit/ modular suspended ceiling systems | [5 empty] | Pr_20_76_64_17 Cast stone or concrete posts |  |  | SL_90_50_45 Keg stores
|  |  |  | Ss_30_30 Roof opening systems | [5 empty] | Pr_20_76_64_18 Cast stone or concrete post tops |  |  | SL_90_50_46 Larders and pantries
|  |  |  | Ss_30_30_15 Concrete roof glazing systems | [5 empty] | Pr_20_76_64_19 Concrete extension arms |  |  | SL_90_50_47 Left luggage stores
|  |  |  | Ss_30_30_15_42 In situ concrete roof glazing systems | [5 empty] | Pr_20_76_64_20 Concrete posts |  |  | SL_90_50_48 Locker rooms
|  |  |  | Ss_30_30_15_64 Precast concrete lift-out access roof glazing systems | [5 empty] | Pr_20_76_64_21 Concrete post tops |  |  | SL_90_50_52 Mineral storage spaces
|  |  |  | Ss_30_30_15_65 Precast concrete roof glazing systems | [5 empty] | Pr_20_76_64_36 Hardwood posts |  |  | SL_90_50_54 Morgues
|  |  |  | Ss_30_30_34 Glass unit masonry roof light systems | [5 empty] | Pr_20_76_64_37 Hardwood post tops |  |  | SL_90_50_55 Mortuaries
|  |  |  | Ss_30_30_71 Roof hatch systems | [5 empty] | Pr_20_76_64_51 Metal electric security fencing posts |  |  | SL_90_50_58 Oil storage spaces
|  |  |  | Ss_30_30_72 Rooflight and roof window systems | [5 empty] | Pr_20_76_64_52 Metal extension arms |  |  | SL_90_50_65 Pharmaceutical stores
|  |  |  | Ss_30_30_72_21 Daylight pipe systems | [5 empty] | Pr_20_76_64_53 Metal posts |  |  | SL_90_50_70 Raw materials storage silos
|  |  |  | Ss_30_30_72_72 Rooflight systems | [5 empty] | Pr_20_76_64_54 Metal post bases |  |  | SL_90_50_71 Raw materials storage spaces
|  |  |  | Ss_30_30_72_73 Roof window systems | [5 empty] | Pr_20_76_64_55 Metal post tops |  |  | SL_90_50_72 Raw materials storage tanks
|  |  |  | Ss_30_30_73 Roof ventilator systems | [5 empty] | Pr_20_76_64_62 Plastics posts |  |  | SL_90_50_77 Secure storerooms
|  |  |  | Ss_30_30_73_60 Passive roof natural ventilator systems | [5 empty] | Pr_20_76_64_63 Plastics post tops |  |  | SL_90_50_80 Solid fuel storerooms
|  |  |  | Ss_30_30_73_72 Roof smoke ventilator systems | [5 empty] | Pr_20_76_64_65 Polymer posts |  |  | SL_90_50_84 Storage rooms
|  |  |  | Ss_30_32 Floor opening systems | [5 empty] | Pr_20_76_64_66 Polymer post tops |  |  | SL_90_50_88 Tissue and organ stores
|  |  |  | Ss_30_32_15 Floor glazing systems | [5 empty] | Pr_20_76_64_77 Softwood posts |  |  | SL_90_50_90 Vaults and strong rooms
|  |  |  | Ss_30_32_15_15 Concrete floor glazing systems | [5 empty] | Pr_20_76_64_78 Softwood post tops |  |  | SL_90_50_93 Walk-in wardrobes
|  |  |  | Ss_30_32_15_64 Precast concrete lift-out access floor glazing systems | [5 empty] | Pr_20_76_64_80 Stainless steel posts |  |  | SL_90_50_94 Waste gas storage spaces
|  |  |  | Ss_30_32_15_65 Precast concrete floor glazing systems | [5 empty] | Pr_20_76_64_81 Stainless steel post tops |  |  | SL_90_50_95 Waste liquids storage spaces
|  |  |  | Ss_30_32_30 Floor hatch systems | [5 empty] | Pr_20_76_64_82 Stainless steel wind posts |  |  | SL_90_50_96 Waste solids storage spaces
|  |  |  | Ss_30_34 Pavement opening systems | [5 empty] | Pr_20_76_64_83 Stand-off post bases |  |  | SL_90_50_97 Wet waste storage spaces
|  |  |  | Ss_30_34_03 Animal grid systems | [5 empty] | Pr_20_76_64_87 Timber hand posts |  |  | SL_90_50_98 Wine cellars
|  |  |  | Ss_30_34_03_11 Cattle grid systems | [5 empty] | Pr_20_76_64_88 Timber posts |  |  | SL_90_60 Unoccupied voids
|  |  |  | Ss_30_34_15 Pavement glazing systems | [5 empty] | Pr_20_76_64_89 Timber post tops |  |  | SL_90_60_01 Access spaces
|  |  |  | Ss_30_34_15_15 Concrete pavement glazing systems | [5 empty] | Pr_20_76_64_95 Wood hand posts |  |  | SL_90_60_02 Air shafts
|  |  |  | Ss_30_34_15_64 Precast concrete lift-out access pavement glazing systems | [5 empty] | Pr_20_76_64_96 Wood panel supports |  |  | SL_90_60_10 Cavities
|  |  |  | Ss_30_34_15_65 Precast concrete pavement glazing systems | [5 empty] | Pr_20_76_70 Rail track and ancillaries |  |  | SL_90_60_12 Chimneys
|  |  |  | Ss_30_34_16 Pavement smoke venting systems | [5 empty] | Pr_20_76_70_09 Bullhead rails |  |  | SL_90_60_13 Chutes
|  |  |  | Ss_30_34_16_15 Concrete pavement glazing smoke venting systems | [5 empty] | Pr_20_76_70_12 Check rails |  |  | SL_90_60_18 Crawl spaces
|  |  |  | Ss_30_34_16_16 Concrete pavement non-glazed smoke venting systems | [5 empty] | Pr_20_76_70_15 Conductor rails |  |  | SL_90_60_49 Lift pits
|  |  |  | Ss_30_34_16_64 Precast concrete pavement glazing smoke venting systems | [5 empty] | Pr_20_76_70_22 Derailment containment |  |  | SL_90_60_50 Lift shafts
|  |  |  | Ss_30_34_16_65 Precast concrete pavement non-glazed smoke venting systems | [5 empty] | Pr_20_76_70_27 Equipment protection ramps |  |  | SL_90_60_51 Light wells
|  |  |  | Ss_30_36 Ceiling and soffit opening systems | [5 empty] | Pr_20_76_70_28 Expansion switches and adjustment switches |  |  | SL_90_60_64 Platform voids
|  |  |  | Ss_30_36_10 Ceiling hatch systems | [5 empty] | Pr_20_76_70_30 Flat bottom rails |  |  | SL_90_60_72 Roof surface spaces
|  |  |  | Ss_30_36_75 Soffit vent systems | [5 empty] | Pr_20_76_70_34 Grooved rails |  |  | SL_90_60_74 Roof voids
|  |  |  | Ss_30_40 Roof and balcony covering and finish systems | [5 empty] | Pr_20_76_70_60 Particle magnets |  |  | SL_90_90 Plant and control spaces
|  |  |  | Ss_30_40_10 Board roof covering systems | [5 empty] | Pr_20_76_70_67 Rail dampers |  |  | SL_90_90_01 Access floor voids
|  |  |  | Ss_30_40_10_30 Flat board roof deck systems | [5 empty] | Pr_20_76_70_69 Rail groove drains |  |  | SL_90_90_08 Boiler rooms
|  |  |  | Ss_30_40_10_60 Pitched board roof sarking systems | [5 empty] | Pr_20_76_70_70 Rail track tie bars |  |  | SL_90_90_13 Ceiling voids
|  |  |  | Ss_30_40_30 Flat roof covering systems | [5 empty] | Pr_20_76_70_71 Rail section convertors |  |  | SL_90_90_15 Control rooms
|  |  |  | Ss_30_40_30_40 Liquid-applied cold roof covering systems | [5 empty] | Pr_20_76_70_80 Slipper runs |  |  | SL_90_90_32 Furnace rooms
|  |  |  | Ss_30_40_30_42 Liquid-applied inverted roof covering systems | [5 empty] | Pr_20_76_70_90 Transition rails |  |  | SL_90_90_42 Incinerator rooms
|  |  |  | Ss_30_40_30_43 Liquid-applied warm roof covering systems | [5 empty] | Pr_20_76_71 Railway junction works |  |  | SL_90_90_48 Lift machine rooms
|  |  |  | Ss_30_40_30_50 Mastic asphalt cold roof covering systems | [5 empty] | Pr_20_76_71_15 Common crossings |  |  | SL_90_90_64 Plant rooms
|  |  |  | Ss_30_40_30_52 Mastic asphalt inverted roof covering systems | [5 empty] | Pr_20_76_71_17 Crossovers |  |  | SL_90_90_77 Server rooms
|  |  |  | Ss_30_40_30_55 Mastic asphalt warm roof covering systems | [5 empty] | Pr_20_76_71_21 Derailers |  |  | SL_90_90_78 Services shafts
|  |  |  | Ss_30_40_30_70 Reinforced bitumen membrane cold roof covering systems | [5 empty] | Pr_20_76_71_23 Diamond crossings |  |  | SL_90_90_85 Switch rooms
|  |  |  | Ss_30_40_30_71 Reinforced bitumen membrane inverted roof covering systems | [5 empty] | Pr_20_76_71_50 Moveable rail crossings |  |  | SL_90_90_87 Tank rooms
|  |  |  | Ss_30_40_30_72 Reinforced bitumen membrane warm roof covering systems | [5 empty] | Pr_20_76_71_58 Obtuse crossings |  |  | SL_90_90_90 Transformer rooms
|  |  |  | Ss_30_40_30_78 Single layer sheet cold roof covering systems | [5 empty] | Pr_20_76_71_76 Scissor crossovers |  |  | SL_90_90_96 Wall services voids
|  |  |  | Ss_30_40_30_79 Single layer sheet inverted roof covering systems | [5 empty] | Pr_20_76_71_78 Slips
|  |  |  | Ss_30_40_30_80 Single layer sheet warm roof covering systems | [5 empty] | Pr_20_76_71_79 Switch rollers
|  |  |  | Ss_30_40_34 Glass roofing systems | [5 empty] | Pr_20_76_71_80 Stretcher bars
|  |  |  | Ss_30_40_34_15 Cantilevered structural glass beam canopy systems | [5 empty] | Pr_20_76_71_81 Stretcher bar brackets
|  |  |  | Ss_30_40_34_60 Point-fixed structural glass canopy systems | [5 empty] | Pr_20_76_71_82 Stretcher drive brackets
|  |  |  | Ss_30_40_34_65 Point-fixed structural glass roof systems | [5 empty] | Pr_20_76_71_83 Swing nose crossings
|  |  |  | Ss_30_40_34_70 Point-fixed structural glass soffit systems | [5 empty] | Pr_20_76_71_84 Switch and stock rails
|  |  |  | Ss_30_40_34_75 Sloping patent glazing systems | [5 empty] | Pr_20_76_71_85 Switch diamonds
|  |  |  | Ss_30_40_50 Metal sheet, fully supported roof and dormer covering systems | [5 empty] | Pr_20_76_71_86 Switch supplementary drives
|  |  |  | Ss_30_40_50_05 Aluminium sheet dormer covering systems | [5 empty] | Pr_20_76_71_87 Tandem turnouts
|  |  |  | Ss_30_40_50_10 Aluminium sheet roof covering systems | [5 empty] | Pr_20_76_71_90 Trap switches
|  |  |  | Ss_30_40_50_12 Carbon steel sheet dormer covering systems | [5 empty] | Pr_20_76_71_91 Turnouts
|  |  |  | Ss_30_40_50_13 Carbon steel sheet roof covering systems | [5 empty] | Pr_20_76_78 Shaft structure products
|  |  |  | Ss_30_40_50_15 Copper sheet dormer covering systems | [5 empty] | Pr_20_76_78_12 Concrete caisson rings
|  |  |  | Ss_30_40_50_20 Copper sheet roof covering systems | [5 empty] | Pr_20_76_78_14 Concrete shaft cover slabs
|  |  |  | Ss_30_40_50_40 Lead sheet dormer covering systems | [5 empty] | Pr_20_76_78_16 Concrete shaft landing slabs
|  |  |  | Ss_30_40_50_45 Lead sheet roof covering systems | [5 empty] | Pr_20_76_78_65 Precast concrete shaft units
|  |  |  | Ss_30_40_50_50 Lead-wrapped panel systems | [5 empty] | Pr_20_76_88 Timber sections
|  |  |  | Ss_30_40_50_75 Stainless steel sheet dormer covering systems | [5 empty] | Pr_20_76_88_14 Cleft chestnut pales
|  |  |  | Ss_30_40_50_80 Stainless steel sheet roof covering systems | [5 empty] | Pr_20_76_88_32 Hardwood capping and counter fencing rails
|  |  |  | Ss_30_40_50_90 Zinc sheet dormer covering systems | [5 empty] | Pr_20_76_88_33 Hardwood components for fencing and barriers
|  |  |  | Ss_30_40_50_95 Zinc sheet roof covering systems | [5 empty] | Pr_20_76_88_34 Hardwood fencing rails
|  |  |  | Ss_30_40_55 Metal composite panel roof covering systems | [5 empty] | Pr_20_76_88_35 Hardwood floating floor battens
|  |  |  | Ss_30_40_55_10 Built up metal insulating sandwich panel roof systems | [5 empty] | Pr_20_76_88_36 Hardwood gravity battens
|  |  |  | Ss_30_40_55_50 Metal composite panel roofing systems | [5 empty] | Pr_20_76_88_37 Hardwood log poles
|  |  |  | Ss_30_40_55_54 Metal insulating sandwich panel roof systems | [5 empty] | Pr_20_76_88_40 Hardwood pales
|  |  |  | Ss_30_40_55_55 Metal semi-composite panel roofing systems | [5 empty] | Pr_20_76_88_41 Hardwood partition studs
|  |  |  | Ss_30_40_65 Profiled sheet roof covering systems | [5 empty] | Pr_20_76_88_42 Hardwood rafters
|  |  |  | Ss_30_40_65_30 Fibre cement profiled sheet roof covering systems | [5 empty] | Pr_20_76_88_43 Hardwood roofing and cladding battens
|  |  |  | Ss_30_40_65_50 Metal profiled sheet roof covering systems | [5 empty] | Pr_20_76_88_44 Hardwood sections
|  |  |  | Ss_30_40_65_60 Plastics profiled sheet roof covering systems | [5 empty] | Pr_20_76_88_46 Hardwood weatherboarding battens
|  |  |  | Ss_30_40_90 Tensile fabric roofing systems | [5 empty] | Pr_20_76_88_48 Laminated strand lumber (LSL) sections
|  |  |  | Ss_30_40_90_40 Internal single layer tensile fabric roofing systems | [5 empty] | Pr_20_76_88_49 Laminated veneer lumber (LVL) sections
|  |  |  | Ss_30_40_90_50 Multilayer tensile fabric roofing systems | [5 empty] | Pr_20_76_88_60 Parallel strand lumber (PSL) sections
|  |  |  | Ss_30_40_90_75 Single layer tensile fabric roofing systems | [5 empty] | Pr_20_76_88_72 Softwood capping and counter fencing rails
|  |  |  | Ss_30_40_92 Thatch roof covering systems | [5 empty] | Pr_20_76_88_73 Softwood components for fencing and barriers
|  |  |  | Ss_30_40_92_85 Thatch roofing systems | [5 empty] | Pr_20_76_88_74 Softwood fencing rails
|  |  |  | Ss_30_40_95 Unit roofing systems | [5 empty] | Pr_20_76_88_75 Softwood floating floor battens
|  |  |  | Ss_30_40_95_10 Bitumen membrane shingle roofing systems | [5 empty] | Pr_20_76_88_76 Softwood gravity battens
|  |  |  | Ss_30_40_95_15 Ceramic slate roofing systems | [5 empty] | Pr_20_76_88_79 Softwood pales
|  |  |  | Ss_30_40_95_30 Fibre cement slate roofing systems | [5 empty] | Pr_20_76_88_80 Softwood partition studs
|  |  |  | Ss_30_40_95_40 Interlocking tile roofing systems | [5 empty] | Pr_20_76_88_81 Softwood rafters
|  |  |  | Ss_30_40_95_50 Metal tile roofing systems | [5 empty] | Pr_20_76_88_82 Softwood roofing and cladding battens
|  |  |  | Ss_30_40_95_55 Natural slate roofing systems | [5 empty] | Pr_20_76_88_83 Softwood sections
|  |  |  | Ss_30_40_95_60 Natural stone slate roofing systems | [5 empty] | Pr_20_76_88_84 Softwood weatherboarding battens
|  |  |  | Ss_30_40_95_65 Plain tile roofing systems | [5 empty] | Pr_20_76_88_85 Timber beams, bearers, noggings, walings, wedges and packs
|  |  |  | Ss_30_40_95_70 Reconstituted slate roofing systems | [5 empty] | Pr_20_76_88_86 Timber fencing battens
|  |  |  | Ss_30_40_95_74 Roofing edges and junction systems | [5 empty] | Pr_20_76_88_87 Timber partition battens
|  |  |  | Ss_30_40_95_95 Wood shake or shingle roofing systems | [5 empty] | Pr_20_76_88_88 Timber pales
|  |  |  | Ss_30_42 Floor covering and finishing systems | [5 empty] | Pr_20_76_88_89 Timber mullions and transoms
|  |  |  | Ss_30_42_10 Calcium sulfate-based screed systems | [5 empty] | Pr_20_76_92 Tunnel structure products
|  |  |  | Ss_30_42_10_10 Bonded calcium sulfate-based screed systems | [5 empty] | Pr_20_76_92_65 Precast concrete tunnel units
|  |  |  | Ss_30_42_10_30 Floating calcium sulfate-based screed systems | [5 empty] | Pr_20_85 Support and restraint products
|  |  |  | Ss_30_42_10_90 Unbonded calcium sulfate-based screed systems | [5 empty] | Pr_20_85_03 Angles
|  |  |  | Ss_30_42_15 Cementitious screed systems | [5 empty] | Pr_20_85_03_02 Aluminium angles
|  |  |  | Ss_30_42_15_10 Bonded or partially bonded cementitious levelling screed systems | [5 empty] | Pr_20_85_03_11 Carbon steel angle sections
|  |  |  | Ss_30_42_15_15 Cementitious wearing screed systems | [5 empty] | Pr_20_85_03_50 Masonry angle supports
|  |  |  | Ss_30_42_15_30 Floating cementitious levelling screed systems | [5 empty] | Pr_20_85_03_63 Plain angle supports
|  |  |  | Ss_30_42_15_90 Unbonded cementitious levelling screed systems | [5 empty] | Pr_20_85_03_84 Stainless steel angles
|  |  |  | Ss_30_42_20 Deck covering systems | [5 empty] | Pr_20_85_03_85 Stainless steel cladding angles
|  |  |  | Ss_30_42_30 Floor paint systems | [5 empty] | Pr_20_85_06 Bands and hoops
|  |  |  | Ss_30_42_30_30 Floor coating systems | [5 empty] | Pr_20_85_06_06 Bandings
|  |  |  | Ss_30_42_32 Floor tiling systems | [5 empty] | Pr_20_85_06_11 Carbon steel hoops
|  |  |  | Ss_30_42_32_30 External floor tiling systems | [5 empty] | Pr_20_85_06_85 Stainless steel hoops
|  |  |  | Ss_30_42_32_40 Internal floor tiling systems | [5 empty] | Pr_20_85_07 Barrier rails
|  |  |  | Ss_30_42_40 Ice rink floor systems | [5 empty] | Pr_20_85_07_02 Aluminium alloy rails
|  |  |  | Ss_30_42_50 Masonry flooring systems | [5 empty] | Pr_20_85_07_03 Aluminium support rails
|  |  |  | Ss_30_42_52 Mastic asphalt flooring and floor underlay systems | [5 empty] | Pr_20_85_07_04 Aluminium carrier rails
|  |  |  | Ss_30_42_52_50 Mastic asphalt flooring systems | [5 empty] | Pr_20_85_07_10 Carbon steel carrier rails
|  |  |  | Ss_30_42_52_52 Mastic asphalt floor underlay systems | [5 empty] | Pr_20_85_07_11 Carbon steel fencing and barrier rails
|  |  |  | Ss_30_42_54 Monolithic flooring systems | [5 empty] | Pr_20_85_07_12 Carbon steel fencing and barrier top rails
|  |  |  | Ss_30_42_54_75 Resin flooring systems | [5 empty] | Pr_20_85_07_13 Carbon steel safety barrier open box beams
|  |  |  | Ss_30_42_72 Resilient and textile floor covering systems | [5 empty] | Pr_20_85_07_14 Carbon steel safety barrier rectangular hollow sections
|  |  |  | Ss_30_42_72_05 Adhesive-fixed rolled carpet systems | [5 empty] | Pr_20_85_07_15 Carbon steel safety barrier tensioned corrugated beams
|  |  |  | Ss_30_42_72_10 Carpet tile systems | [5 empty] | Pr_20_85_07_16 Carbon steel safety barrier transitions and connections
|  |  |  | Ss_30_42_72_25 Edge-fixed carpet systems | [5 empty] | Pr_20_85_07_17 Carbon steel safety barrier un-tensioned corrugated beams
|  |  |  | Ss_30_42_72_72 Resilient sheet floor covering systems | [5 empty] | Pr_20_85_07_18 Carbon steel support rails
|  |  |  | Ss_30_42_72_75 Resilient tile floor covering systems | [5 empty] | Pr_20_85_07_19 Cast iron rails
|  |  |  | Ss_30_42_90 Terrazzo floor tiling and screed systems | [5 empty] | Pr_20_85_07_20 Concrete rails
|  |  |  | Ss_30_42_90_90 Terrazzo floor covering systems | [5 empty] | Pr_20_85_07_63 Plastics rails
|  |  |  | Ss_30_45 Pavement covering and finishing systems | [5 empty] | Pr_20_85_07_65 Protective frames
|  |  |  | Ss_30_47 Ceiling and soffit covering and finishing systems | [5 empty] | Pr_20_85_07_83 Stainless steel carrier rails
|  |  |  | Ss_30_60 Roof, floor and paving accessory systems | [5 empty] | Pr_20_85_07_84 Stainless steel rails
|  |  |  | Ss_30_60_30 Floor feature systems | [5 empty] | Pr_20_85_07_85 Stainless steel support rails
|  |  |  | Ss_30_60_30_26 Entrance matting systems | [5 empty] | Pr_20_85_07_92 Unplasticized polyvinyl chloride (PVC-U) support rails
|  |  |  | Ss_30_60_50 Metal sheet roof flashing systems | [5 empty] | Pr_20_85_07_97 Wall-mounted furniture support rails
|  |  |  | Ss_30_60_50_03 Aluminium roof flashing systems | [5 empty] | Pr_20_85_08 Beams and joists
|  |  |  | Ss_30_60_50_04 Aluminium roof weathering systems | [5 empty] | Pr_20_85_08_02 Aluminium structural beams
|  |  |  | Ss_30_60_50_11 Carbon steel roof flashing systems | [5 empty] | Pr_20_85_08_11 Carbon steel beams
|  |  |  | Ss_30_60_50_12 Carbon steel roof weathering systems | [5 empty] | Pr_20_85_08_12 Castellated carbon steel beams
|  |  |  | Ss_30_60_50_19 Copper roof flashing systems | [5 empty] | Pr_20_85_08_15 Concrete beams
|  |  |  | Ss_30_60_50_20 Copper roof weathering systems | [5 empty] | Pr_20_85_08_17 Cross laminated timber beams
|  |  |  | Ss_30_60_50_47 Lead roof flashing systems | [5 empty] | Pr_20_85_08_33 Glued laminated timber beams
|  |  |  | Ss_30_60_50_48 Lead roof weathering systems | [5 empty] | Pr_20_85_08_36 Hardwood beams
|  |  |  | Ss_30_60_50_84 Stainless steel roof flashing systems | [5 empty] | Pr_20_85_08_63 Plastics beams
|  |  |  | Ss_30_60_50_85 Stainless steel roof weathering systems | [5 empty] | Pr_20_85_08_65 Post-tensioned concrete beams
|  |  |  | Ss_30_60_50_98 Zinc roof flashing systems | [5 empty] | Pr_20_85_08_66 Prestressed concrete T-beams
|  |  |  | Ss_30_60_50_99 Zinc roof weathering systems | [5 empty] | Pr_20_85_08_81 Softwood beams
|  |  |  | Ss_30_60_70 Roof feature systems | [5 empty] | Pr_20_85_08_83 Stainless steel structural beams
|  |  |  | Ss_30_75 Roof, floor and paving drainage systems | [5 empty] | Pr_20_85_08_84 Structural wood-composite box beams
|  |  |  | Ss_30_75_40 Kerb and channel systems | [5 empty] | Pr_20_85_08_85 Structural wood-composite I-beams
|  |  |  | Ss_30_75_40_30 Footway grating systems | [5 empty] | Pr_20_85_08_86 Structural wood-composite I-joists
|  |  |  | Ss_30_75_40_50 Multi unit surface drainage channel systems | [5 empty] | Pr_20_85_08_87 Structural wood composites
|  |  |  | Ss_30_75_40_75 Single unit surface drainage channel systems | [5 empty] | Pr_20_85_09 Brackets
|  |  |  | Ss_30_75_45 Kerb and traffic separation systems | [5 empty] | Pr_20_85_09_01 Above-ground drainage pipe brackets
|  |  |  | Ss_30_75_45_03 Asphalt kerb systems | [5 empty] | Pr_20_85_09_02 Aluminium brackets
|  |  |  | Ss_30_75_45_15 Concrete kerb systems | [5 empty] | Pr_20_85_09_03 Aluminium bronze brackets
|  |  |  | Ss_30_75_45_20 Demarcation paving systems | [5 empty] | Pr_20_85_09_05 Aluminium downpipe brackets
|  |  |  | Ss_30_75_45_45 Light duty kerb systems | [5 empty] | Pr_20_85_09_07 Aluminium rainwater gutter brackets
|  |  |  | Ss_30_75_45_55 Multi unit traffic calming systems | [5 empty] | Pr_20_85_09_09 Bracketed angle supports
|  |  |  | Ss_30_75_45_65 Precast kerb systems | [5 empty] | Pr_20_85_09_11 Carbon steel brackets
|  |  |  | Ss_30_75_45_80 Single unit traffic calming systems | [5 empty] | Pr_20_85_09_12 Carbon steel cavity barrier brackets
|  |  |  | Ss_30_75_45_85 Traffic kerb systems | [5 empty] | Pr_20_85_09_14 Carbon steel fencing brackets
|  |  |  | Ss_30_75_45_86 Traffic separation systems | [5 empty] | Pr_20_85_09_16 Carbon steel masonry brackets
|  |  |  | Ss_30_75_50 Metal sheet gutter lining systems | [5 empty] | Pr_20_85_09_17 Cast and wrought iron brackets
|  |  |  | Ss_30_75_50_05 Aluminium sheet gutter lining systems | [5 empty] | Pr_20_85_09_18 Cast iron downpipe brackets
|  |  |  | Ss_30_75_50_11 Carbon steel sheet gutter lining systems | [5 empty] | Pr_20_85_09_19 Cast iron rainwater gutter brackets
|  |  |  | Ss_30_75_50_15 Copper sheet gutter lining systems | [5 empty] | Pr_20_85_09_20 Copper brackets
|  |  |  | Ss_30_75_50_45 Lead sheet gutter lining systems | [5 empty] | Pr_20_85_09_21 Copper downpipe brackets
|  |  |  | Ss_30_75_50_75 Stainless steel sheet gutter lining systems | [5 empty] | Pr_20_85_09_22 Copper rainwater gutter brackets
|  |  |  | Ss_30_75_50_95 Zinc sheet gutter lining systems | [5 empty] | Pr_20_85_09_23 Curtain wall adjustable support brackets
|  |  |  | Ss_30_95 Temporary roof, floor and paving systems | [5 empty] | Pr_20_85_09_24 Downpipe brackets
|  |  |  | Ss_32 Damp proofing, waterproofing and plaster finishing systems | [5 empty] | Pr_20_85_09_26 Eaves gutter brackets
|  |  |  | Ss_32_20 Damp proofing systems | [5 empty] | Pr_20_85_09_28 Extinguisher mounting brackets
|  |  |  | Ss_32_20_20 Damp proof courses renewal and insertion systems | [5 empty] | Pr_20_85_09_30 Fire bucket wall brackets
|  |  |  | Ss_32_20_20_15 Chemical injection damp proof course systems | [5 empty] | Pr_20_85_09_31 Galvanized downpipe brackets
|  |  |  | Ss_32_20_20_62 Physical insertion horizontal damp proof course systems | [5 empty] | Pr_20_85_09_32 Galvanized rainwater gutter brackets
|  |  |  | Ss_32_20_20_63 Physical insertion horizontal or stepped cavity tray systems | [5 empty] | Pr_20_85_09_33 Galvanized steel brackets
|  |  |  | Ss_32_20_20_64 Physical insertion proprietary rising damp remedial systems | [5 empty] | Pr_20_85_09_37 Hollow box galvanized steel brackets
|  |  |  | Ss_32_20_20_65 Physical insertion vertical damp proof course systems | [5 empty] | Pr_20_85_09_42 Individual masonry brackets
|  |  |  | Ss_32_20_30 Floor damp proofing systems | [5 empty] | Pr_20_85_09_46 Ladder gutter brackets
|  |  |  | Ss_32_20_30_10 Cementitious mortar slurry floor damp proofing systems | [5 empty] | Pr_20_85_09_47 Ladder wall brackets
|  |  |  | Ss_32_20_30_15 Cold-applied liquid floor damp proofing systems | [5 empty] | Pr_20_85_09_48 Louvre and shading mounting brackets
|  |  |  | Ss_32_20_30_30 Fully-bonded bitumen membrane overslab damp proofing systems | [5 empty] | Pr_20_85_09_52 Metal timber member fixing brackets
|  |  |  | Ss_32_20_30_35 Fully-bonded bitumen membrane underslab damp proofing systems | [5 empty] | Pr_20_85_09_54 Mounting brackets
|  |  |  | Ss_32_20_30_40 Hot-applied liquid floor damp proofing systems | [5 empty] | Pr_20_85_09_62 Phosphor bronze brackets
|  |  |  | Ss_32_20_30_45 Loose-laid bitumen membrane overslab damp proofing systems | [5 empty] | Pr_20_85_09_63 Plastics brackets
|  |  |  | Ss_32_20_30_46 Loose-laid bitumen membrane underslab damp proofing systems | [5 empty] | Pr_20_85_09_72 Roof gutter brackets
|  |  |  | Ss_32_20_30_48 Loose-laid polyethylene membrane oversite damp proofing systems | [5 empty] | Pr_20_85_09_81 Stainless steel brackets
|  |  |  | Ss_32_20_30_50 Loose-laid polyethylene membrane overslab damp proofing systems | [5 empty] | Pr_20_85_09_82 Stainless steel cavity barrier brackets
|  |  |  | Ss_32_20_30_51 Loose-laid polyethylene membrane underslab damp proofing systems | [5 empty] | Pr_20_85_09_84 Stainless steel handrail brackets
|  |  |  | Ss_32_20_30_55 Mastic asphalt floor damp proofing systems | [5 empty] | Pr_20_85_09_87 Stainless steel masonry brackets
|  |  |  | Ss_32_20_30_60 Plastics studded membrane floor damp proofing systems | [5 empty] | Pr_20_85_09_88 Sink supports
|  |  |  | Ss_32_20_30_65 Pre-applied anchored membrane underslab damp proofing systems | [5 empty] | Pr_20_85_09_92 Unplasticized polyvinyl chloride (PVC-U) downpipe brackets
|  |  |  | Ss_32_20_30_75 Self-adhesive bitumen membrane floor damp proofing systems | [5 empty] | Pr_20_85_09_93 Unplasticized polyvinyl chloride (PVC-U) rainwater gutter brackets
|  |  |  | Ss_32_20_95 Wall damp proofing systems | [5 empty] | Pr_20_85_09_96 Wall-hung WC support brackets
|  |  |  | Ss_32_20_95_10 Cementitious mortar slurry internal wall damp proofing systems | [5 empty] | Pr_20_85_09_98 Wash basin support brackets
|  |  |  | Ss_32_20_95_15 Cold-applied liquid internal wall damp proofing systems | [5 empty] | Pr_20_85_10 Bridge bearings
|  |  |  | Ss_32_20_95_65 Plastics studded membrane internal wall damp-proofing systems | [5 empty] | Pr_20_85_10_20 Cylindrical PTFE bearings
|  |  |  | Ss_32_46 Lath and plaster systems | [5 empty] | Pr_20_85_10_27 Elastomeric bearings
|  |  |  | Ss_32_46_50 Metal lathing and anchored mesh reinforcement systems | [5 empty] | Pr_20_85_10_35 Guide bearings
|  |  |  | Ss_32_46_50_05 Anchored mesh reinforcement systems | [5 empty] | Pr_20_85_10_65 Pot bearings
|  |  |  | Ss_32_46_50_50 Metal lathing casing systems | [5 empty] | Pr_20_85_10_70 Restraint bearings
|  |  |  | Ss_32_46_50_51 Metal lathing on framing systems | [5 empty] | Pr_20_85_10_72 Rocker bearings
|  |  |  | Ss_32_46_50_52 Metal lathing on hangers, bearers and runners systems | [5 empty] | Pr_20_85_10_73 Roller bearings
|  |  |  | Ss_32_46_50_53 Metal lathing on solid substrate systems | [5 empty] | Pr_20_85_10_79 Sliding element
|  |  |  | Ss_32_46_65 Plaster coating systems | [5 empty] | Pr_20_85_10_81 Spherical PTFE bearings
|  |  |  | Ss_32_46_65_15 Clay plaster systems | [5 empty] | Pr_20_85_11 Bridge suspension cables
|  |  |  | Ss_32_46_65_55 Multicoat plaster systems | [5 empty] | Pr_20_85_11_48 Locked coil strand cables
|  |  |  | Ss_32_46_65_58 One coat plaster systems | [5 empty] | Pr_20_85_11_60 Parallel wire strand cables
|  |  |  | Ss_32_46_65_90 Tiling and mosaic plaster substrate systems | [5 empty] | Pr_20_85_11_80 Spiral strand cables
|  |  |  | Ss_32_80 Waterproofing and tanking systems | [5 empty] | Pr_20_85_12 Bunds and ducts
|  |  |  | Ss_32_80_03 Applied waterproofing and tanking systems | [5 empty] | Pr_20_85_12_14 Concrete bund units
|  |  |  | Ss_32_80_03_08 Bridge deck liquid sprayed systems | [5 empty] | Pr_20_85_12_24 Concrete duct units
|  |  |  | Ss_32_80_03_10 Cementitious proprietary mortar slurry tanking systems | [5 empty] | Pr_20_85_13 Concrete base and foundation products
|  |  |  | Ss_32_80_03_12 Cementitious site-batched-and-mixed mortar tanking systems | [5 empty] | Pr_20_85_13_29 Concrete bases for fence posts
|  |  |  | Ss_32_80_03_14 Cold-applied liquid external tanking systems | [5 empty] | Pr_20_85_13_30 Concrete floating slab foundations
|  |  |  | Ss_32_80_03_16 Cold-applied liquid sandwiched tanking systems | [5 empty] | Pr_20_85_13_32 Concrete foundation pads
|  |  |  | Ss_32_80_03_18 Crystallization-active cementitious mortar dry shake tanking systems | [5 empty] | Pr_20_85_13_35 Concrete ground beams
|  |  |  | Ss_32_80_03_20 Crystallization-active cementitious mortar slurry tanking systems | [5 empty] | Pr_20_85_13_63 Concrete plinth units
|  |  |  | Ss_32_80_03_40 Interstitial grouting systems | [5 empty] | Pr_20_85_13_65 Concrete pocket foundations
|  |  |  | Ss_32_80_03_50 Mastic asphalt external tanking systems | [5 empty] | Pr_20_85_14 Concrete flooring and decking products
|  |  |  | Ss_32_80_03_52 Mastic asphalt sandwiched tanking systems | [5 empty] | Pr_20_85_14_14 Concrete hollow core slabs
|  |  |  | Ss_32_80_03_54 Mastic asphalt tank lining systems | [5 empty] | Pr_20_85_14_15 Concrete kentledge blocks
|  |  |  | Ss_32_80_03_90 Tunnel spray-applied membrane systems | [5 empty] | Pr_20_85_14_16 Concrete solid slabs
|  |  |  | Ss_32_80_79 Sheeted waterproofing and tanking systems | [5 empty] | Pr_20_85_16 Columns and column accessories
|  |  |  | Ss_32_80_79_08 Bridge deck sheet systems | [5 empty] | Pr_20_85_16_02 Aluminium structural columns
|  |  |  | Ss_32_80_79_30 Fully bonded bitumen membrane external tanking systems | [5 empty] | Pr_20_85_16_03 Aluminium column shoes
|  |  |  | Ss_32_80_79_32 Fully bonded bitumen membrane sandwiched tanking systems | [5 empty] | Pr_20_85_16_11 Carbon steel columns
|  |  |  | Ss_32_80_79_33 Fully bonded flexible sheet membrane waterproofing systems | [5 empty] | Pr_20_85_16_12 Carbon steel column shoes
|  |  |  | Ss_32_80_79_35 Ground supported water retention sheet lining systems | [5 empty] | Pr_20_85_16_15 Concrete columns
|  |  |  | Ss_32_80_79_36 Hard rigid plastics sheet membrane waterproofing systems | [5 empty] | Pr_20_85_16_36 Hardwood structural columns
|  |  |  | Ss_32_80_79_40 High density plastics studded membrane cavity drain waterproofing systems | [5 empty] | Pr_20_85_16_62 Plastics columns
|  |  |  | Ss_32_80_79_45 Loose-laid bentonite membrane external or sandwiched tanking systems | [5 empty] | Pr_20_85_16_81 Softwood structural columns
|  |  |  | Ss_32_80_79_75 Self-adhesive bitumen membrane external tanking systems | [5 empty] | Pr_20_85_16_84 Stainless steel structural columns
|  |  |  | Ss_32_80_79_77 Self-adhesive bitumen membrane sandwiched tanking systems | [5 empty] | Pr_20_85_16_85 Stainless steel column shoes
|  |  |  | Ss_32_80_79_84 Steel membrane waterproofing systems | [5 empty] | Pr_20_85_16_86 Stone columns
|  |  |  | Ss_32_80_79_85 Structure supported water retention sheet lining systems | [5 empty] | Pr_20_85_16_96 Wind posts
|  |  |  | Ss_32_80_79_90 Tunnel sheet membrane systems | [5 empty] | Pr_20_85_18 Bridge deck products
|  |  |  | Ss_32_80_79_92 Unbonded flexible sheet membrane waterproofing systems | [5 empty] | Pr_20_85_18_10 Bridge diaphragms
|  |  |  | Ss_35 Stair and ramp systems | [5 empty] | Pr_20_85_28 Erosion control and breakwater products
|  |  |  | Ss_35_10 Stair and ramp structure systems | [5 empty] | Pr_20_85_28_09 Brushwood fascines
|  |  |  | Ss_35_10_25 External stair and ramp systems | [5 empty] | Pr_20_85_28_15 Coir erosion mats
|  |  |  | Ss_35_10_25_34 Ground bearing external ramp systems | [5 empty] | Pr_20_85_28_16 Concrete tetrapods
|  |  |  | Ss_35_10_25_35 Ground bearing external stair systems | [5 empty] | Pr_20_85_28_27 Erosion control logs
|  |  |  | Ss_35_10_25_83 Suspended external ramp systems | [5 empty] | Pr_20_85_28_28 Erosion control pallets
|  |  |  | Ss_35_10_25_85 Suspended external stair systems | [5 empty] | Pr_20_85_28_30 Flood barriers
|  |  |  | Ss_35_10_30 Fixed utilitarian access systems | [5 empty] | Pr_20_85_28_33 Galvanized wire bastion cages
|  |  |  | Ss_35_10_30_15 Companionway ladder systems | [5 empty] | Pr_20_85_28_34 Galvanized wire mattress cages
|  |  |  | Ss_35_10_30_40 Industrial stair systems | [5 empty] | Pr_20_85_28_35 Galvanized wire trapion cages
|  |  |  | Ss_35_10_30_60 Permanently-fixed roof ladder systems | [5 empty] | Pr_20_85_28_36 Galvanized wire gabion cages
|  |  |  | Ss_35_10_30_62 Permanently-fixed vertical ladder systems | [5 empty] | Pr_20_85_28_38 Hessian bags
|  |  |  | Ss_35_10_30_95 Working platform and walkway systems | [5 empty] | Pr_20_85_28_45 Liquid-absorbing barriers
|  |  |  | Ss_35_10_40 Internal stair and ramp systems | [5 empty] | Pr_20_85_28_46 Liquid-absorbing sacks
|  |  |  | Ss_35_10_40_20 Curved internal stair systems | [5 empty] | Pr_20_85_28_62 Plastics mattress cages
|  |  |  | Ss_35_10_40_40 Internal ramp systems | [5 empty] | Pr_20_85_28_63 Polypropylene bags
|  |  |  | Ss_35_10_40_42 Internal stair systems | [5 empty] | Pr_20_85_28_64 Polypropylene (PP) rock rolls
|  |  |  | Ss_35_10_40_84 Straight internal stair systems | [5 empty] | Pr_20_85_28_75 Sand bags
|  |  |  | Ss_35_10_50 Marine and waterside ramp systems | [5 empty] | Pr_20_85_32 Frames and grids
|  |  |  | Ss_35_10_50_29 Fixed ramp systems | [5 empty] | Pr_20_85_32_01 Aluminium-zinc coated retention grids
|  |  |  | Ss_35_10_50_31 Floating pontoon ramp systems | [5 empty] | Pr_20_85_32_02 Aluminium frames
|  |  |  | Ss_35_10_50_42 Integral pontoon ramp systems | [5 empty] | Pr_20_85_32_04 Aluminium structural sealant glazing sub-frames
|  |  |  | Ss_35_10_85 Structural stair and ramp systems | [5 empty] | Pr_20_85_32_06 Aluminium sub-frames
|  |  |  | Ss_35_10_85_15 Concrete stair or ramp systems | [5 empty] | Pr_20_85_32_11 Carbon steel frames
|  |  |  | Ss_35_10_85_35 Heavy steel stair or ramp systems | [5 empty] | Pr_20_85_32_12 Carbon steel frame fasteners
|  |  |  | Ss_35_10_85_65 Precast concrete stair or ramp systems | [5 empty] | Pr_20_85_32_13 Carbon steel structural sealant glazing sub-frames
|  |  |  | Ss_35_10_85_90 Timber stair or ramp systems | [5 empty] | Pr_20_85_32_14 Carbon steel dry lining frames
|  |  |  | Ss_35_30 Stair and ramp opening systems | [5 empty] | Pr_20_85_32_16 Carbon steel sub-frames
|  |  |  | Ss_35_30_15 Concrete stair and ramp glazing systems | [5 empty] | Pr_20_85_32_22 Demountable suspended ceiling grids
|  |  |  | Ss_35_30_15_15 Concrete stair tread glazing systems | [5 empty] | Pr_20_85_32_30 Floor level chute support frames
|  |  |  | Ss_35_40 Stair and ramp covering and finishing systems | [5 empty] | Pr_20_85_32_80 Solar module ballasted mounting frames
|  |  |  | Ss_35_40_82 Stair carpeting systems | [5 empty] | Pr_20_85_32_81 Solar module free-standing mounting frames
|  |  |  | Ss_35_40_82_05 Adhesive-fixed stair carpeting systems | [5 empty] | Pr_20_85_32_82 Space frames
|  |  |  | Ss_35_95 Temporary stair and ramp systems | [5 empty] | Pr_20_85_32_84 Stainless steel frames
|  |  |  | Ss_37 Tunnel, shaft, vessel and tower systems | [5 empty] | Pr_20_85_32_85 Stainless steel frame fasteners
|  |  |  | Ss_37_14 Chute systems | [5 empty] | Pr_20_85_32_88 Timber dry lining frames
|  |  |  | Ss_37_14_10 Bulk material chute systems | [5 empty] | Pr_20_85_32_92 Unplasticized polyvinyl chloride (PVC-U) frames
|  |  |  | Ss_37_14_25 Escape chute systems | [5 empty] | Pr_20_85_32_93 Unplasticized polyvinyl chloride (PVC-U) sub-frames
|  |  |  | Ss_37_14_70 Refuse and linen chute systems | [5 empty] | Pr_20_85_32_94 Unplasticized polyvinyl chloride (PVC-U) window sub-frames
|  |  |  | Ss_37_14_70_08 Built-in linen chute systems | [5 empty] | Pr_20_85_32_96 Wood frames
|  |  |  | Ss_37_14_70_10 Built-in refuse chute systems | [5 empty] | Pr_20_85_32_97 Wood sub-frames
|  |  |  | Ss_37_14_70_63 Post-fixed linen chute systems | [5 empty] | Pr_20_85_32_98 Wood window sub-frames
|  |  |  | Ss_37_14_70_65 Post-fixed refuse chute systems | [5 empty] | Pr_20_85_34 Ground support products
|  |  |  | Ss_37_16 Vessel and trench systems | [5 empty] | Pr_20_85_34_34 Grouted pipe spiles
|  |  |  | Ss_37_16_02 Above ground pool systems | [5 empty] | Pr_20_85_34_84 Steel spiles
|  |  |  | Ss_37_16_05 Basement water retaining systems | [5 empty] | Pr_20_85_46 Lathings and furrings
|  |  |  | Ss_37_16_10 Bund systems | [5 empty] | Pr_20_85_46_21 Damp proof lathings
|  |  |  | Ss_37_16_10_32 Fuel tank bund systems | [5 empty] | Pr_20_85_46_28 Expanded metal lathings
|  |  |  | Ss_37_16_50 Metal and plastics water retaining systems | [5 empty] | Pr_20_85_46_36 Hardwood furrings
|  |  |  | Ss_37_16_65 Pond and wetland systems | [5 empty] | Pr_20_85_46_52 Metal arch form lathings
|  |  |  | Ss_37_16_65_40 Informal pond systems | [5 empty] | Pr_20_85_46_53 Metal furring channels
|  |  |  | Ss_37_16_65_70 Raised formal pond systems | [5 empty] | Pr_20_85_46_96 Wood lathings
|  |  |  | Ss_37_16_65_85 Submerged formal pond systems | [5 empty] | Pr_20_85_46_97 Wood tapered furring pieces
|  |  |  | Ss_37_16_65_95 Wetland systems | [5 empty] | Pr_20_85_47 Legs, pedestals, hangers and stringers
|  |  |  | Ss_37_16_75 Silo systems | [5 empty] | Pr_20_85_47_01 Access floor bridging sections
|  |  |  | Ss_37_16_90 Trench, pipeway and pit systems | [5 empty] | Pr_20_85_47_02 Access floor pedestals
|  |  |  | Ss_37_16_90_11 Cable protection systems | [5 empty] | Pr_20_85_47_03 Access floor stringers
|  |  |  | Ss_37_16_90_28 External underground service duct systems | [5 empty] | Pr_20_85_47_04 Acoustic batten cradles
|  |  |  | Ss_37_16_90_63 Pit systems | [5 empty] | Pr_20_85_47_20 Cubicle and partition legs
|  |  |  | Ss_37_16_95 Watertight structural systems | [5 empty] | Pr_20_85_47_22 Decking and paving pedestals
|  |  |  | Ss_37_16_95_78 Sewage treatment vessel systems | [5 empty] | Pr_20_85_47_47 Leg supports
|  |  |  | Ss_37_17 Tower, chimney and mast systems | [5 empty] | Pr_20_85_47_49 Metal J hangers
|  |  |  | Ss_37_17_13 Chimney systems | [5 empty] | Pr_20_85_47_50 Metal hanging rails
|  |  |  | Ss_37_17_13_50 Masonry chimney stack systems | [5 empty] | Pr_20_85_47_51 Metal suspended ceiling hangers
|  |  |  | Ss_37_17_13_65 Pollution control systems | [5 empty] | Pr_20_85_47_84 Stair stringers
|  |  |  | Ss_37_17_35 Gantry systems | [5 empty] | Pr_20_85_47_88 Timber dowel hanging rails
|  |  |  | Ss_37_17_35_11 Cantilever gantry systems | [5 empty] | Pr_20_85_48 Lintels
|  |  |  | Ss_37_17_35_32 Full span gantry systems | [5 empty] | Pr_20_85_48_02 Aggregate concrete trough lintels
|  |  |  | Ss_37_17_35_50 Mast arm sign gantry systems | [5 empty] | Pr_20_85_48_11 Carbon steel lintels
|  |  |  | Ss_37_17_35_60 Portal sign gantry systems | [5 empty] | Pr_20_85_48_13 Clay block trough lintels
|  |  |  | Ss_37_17_35_70 Reefer gantry systems | [5 empty] | Pr_20_85_48_15 Concrete lintels
|  |  |  | Ss_37_17_45 Lattice tower and pylon systems | [5 empty] | Pr_20_85_48_33 Glass-reinforced concrete (GRC) built-in lintel heads
|  |  |  | Ss_37_17_50 Mast systems | [5 empty] | Pr_20_85_48_34 Glass-reinforced concrete (GRC) dressing lintel heads
|  |  |  | Ss_37_17_50_72 Road mast systems | [5 empty] | Pr_20_85_48_43 Inset open fireplace throat-forming lintels and corbel units
|  |  |  | Ss_37_17_90 Tower systems | [5 empty] | Pr_20_85_48_50 Manufactured stone lintels
|  |  |  | Ss_37_40 Tunnel, shaft, vessel and tower covering and finishing systems | [5 empty] | Pr_20_85_48_56 Natural stone lintels
|  |  |  | Ss_37_40_85 Swimming pool tiling systems | [5 empty] | Pr_20_85_48_67 Prestressed concrete lintels
|  |  |  | Ss_37_40_85_83 Swimming pool floor tiling systems | [5 empty] | Pr_20_85_48_84 Stainless steel lintels
|  |  |  | Ss_37_40_85_85 Swimming pool wall tiling systems | [5 empty] | Pr_20_85_48_88 Timber lintels
|  |  |  | Ss_37_50 Shaft and tunnel structural systems | [5 empty] | Pr_20_85_50 Masts and poles
|  |  |  | Ss_37_50_80 Shaft structure systems | [5 empty] | Pr_20_85_50_01 Aeronautical ground lighting masts
|  |  |  | Ss_37_50_80_50 Masonry lined shaft systems | [5 empty] | Pr_20_85_50_04 Antenna poles
|  |  |  | Ss_37_50_80_71 Reinforced concrete shaft structure systems | [5 empty] | Pr_20_85_50_50 Metal windsock masts
|  |  |  | Ss_37_50_80_77 Segmental shaft structure systems | [5 empty] | Pr_20_85_50_64 Plastics windsock masts
|  |  |  | Ss_37_50_80_83 Sprayed concrete shaft lining systems | [5 empty] | Pr_20_85_50_85 Surveillance camera masts
|  |  |  | Ss_37_50_80_90 Unit lined shaft systems | [5 empty] | Pr_20_85_50_90 Traffic signal poles
|  |  |  | Ss_37_50_92 Tunnel structure systems | [5 empty] | Pr_20_85_62 Piles and ancillary products
|  |  |  | Ss_37_50_92_11 Cast concrete tunnel invert systems | [5 empty] | Pr_20_85_62_10 Carbon steel displacement piles
|  |  |  | Ss_37_50_92_15 Colliery arch tunnel or adit systems | [5 empty] | Pr_20_85_62_11 Carbon steel pile casings
|  |  |  | Ss_37_50_92_50 Masonry tunnel structure systems | [5 empty] | Pr_20_85_62_12 Carbon steel pile shoes
|  |  |  | Ss_37_50_92_64 Primary regulating layer sprayed concrete lining systems | [5 empty] | Pr_20_85_62_13 Carbon steel screw piles
|  |  |  | Ss_37_50_92_66 Primary sprayed concrete lining systems | [5 empty] | Pr_20_85_62_14 Carbon steel sheet piles
|  |  |  | Ss_37_50_92_71 Reinforced concrete tunnel structure systems | [5 empty] | Pr_20_85_62_15 Cast steel pile shoes
|  |  |  | Ss_37_50_92_75 Secondary cast concrete lining systems | [5 empty] | Pr_20_85_62_16 Composite steel sheet piles
|  |  |  | Ss_37_50_92_76 Secondary regulating layer sprayed concrete lining systems | [5 empty] | Pr_20_85_62_17 Concrete cantilevered knuckle piles
|  |  |  | Ss_37_50_92_77 Secondary sprayed concrete lining systems | [5 empty] | Pr_20_85_62_18 Concrete piles
|  |  |  | Ss_37_50_92_79 Sectional tunnel structure systems | [5 empty] | Pr_20_85_62_19 Concrete pile caps
|  |  |  | Ss_37_50_92_83 Sprayed concrete tunnel lining systems | [5 empty] | Pr_20_85_62_23 Concrete sheet piles
|  |  |  | Ss_37_50_92_90 Unit lined tunnel systems | [5 empty] | Pr_20_85_62_36 Hardwood piles
|  |  |  | Ss_37_55 Tunnel and shaft opening systems | [5 empty] | Pr_20_85_62_64 Plastics drainage weep holes
|  |  |  | Ss_37_55_60 Opening frame systems | [5 empty] | Pr_20_85_62_65 Plastics screw piles
|  |  |  | Ss_37_55_60_90 Tunnel opening frame systems | [5 empty] | Pr_20_85_62_66 Plastics sheet piles
|  |  |  | Ss_37_60 Tunnel, shaft, vessel and tower accessory systems | [5 empty] | Pr_20_85_62_77 Sheet pile wall corner connectors
|  |  |  | Ss_37_95 Temporary tunnel, shaft, vessel and tower systems | [5 empty] | Pr_20_85_62_80 Softwood piles
|  |  |  | Ss_40 Signage, fittings, furnishings and equipment (FF&E) and general finishing systems | [5 empty] | Pr_20_85_65 Platform products
|  |  |  | Ss_40_05 Modular systems | [5 empty] | Pr_20_85_65_11 Concrete platform copings
|  |  |  | Ss_40_05_80 Sanitary modular systems | [5 empty] | Pr_20_85_65_13 Concrete platform sections
|  |  |  | Ss_40_05_80_10 Bathroom pod systems | [5 empty] | Pr_20_85_65_15 Concrete platform slabs
|  |  |  | Ss_40_10 Signage systems | [5 empty] | Pr_20_85_65_17 Concrete platform units
|  |  |  | Ss_40_10_20 Direction signage systems | [5 empty] | Pr_20_85_65_34 Glass reinforced plastics (GRP) modular platform panel
|  |  |  | Ss_40_10_20_70 Route marker signage systems | [5 empty] | Pr_20_85_70 Rail supports and fixings
|  |  |  | Ss_40_10_20_96 Wayfinding signage systems | [5 empty] | Pr_20_85_70_08 Bullhead rail chairs
|  |  |  | Ss_40_10_25 External signage and interpretation systems | [5 empty] | Pr_20_85_70_10 Cast blocks and spacers assemblies
|  |  |  | Ss_40_10_25_25 Electrical external signage systems | [5 empty] | Pr_20_85_70_12 Check rail baseplates
|  |  |  | Ss_40_10_25_30 Fixed external signage systems | [5 empty] | Pr_20_85_70_13 Check rail resilient baseplates
|  |  |  | Ss_40_10_25_32 Free-standing external architectural signage systems | [5 empty] | Pr_20_85_70_24 Driven spikes
|  |  |  | Ss_40_10_30 Fire and safety signage systems | [5 empty] | Pr_20_85_70_30 Ferrules and bushes
|  |  |  | Ss_40_10_30_20 Emergency 'do not enter' signage systems | [5 empty] | Pr_20_85_70_44 Junction work baseplates
|  |  |  | Ss_40_10_30_25 Evacuation and safe condition signage systems | [5 empty] | Pr_20_85_70_45 Junction work crossing plates
|  |  |  | Ss_40_10_30_27 Evacuation and safety way guidance systems | [5 empty] | Pr_20_85_70_46 Junction work heel baseplates
|  |  |  | Ss_40_10_30_30 Fire signage systems | [5 empty] | Pr_20_85_70_47 Junction work resilient baseplates
|  |  |  | Ss_40_10_30_36 Hazard signage systems | [5 empty] | Pr_20_85_70_48 Junction work resilient slide plates
|  |  |  | Ss_40_10_30_70 Regulatory signage systems | [5 empty] | Pr_20_85_70_49 Junction work slide plates
|  |  |  | Ss_40_10_30_75 Safety signage systems | [5 empty] | Pr_20_85_70_54 Metal spacers assemblies
|  |  |  | Ss_40_10_30_93 Warning signage systems | [5 empty] | Pr_20_85_70_63 Plain line resilient baseplates
|  |  |  | Ss_40_10_30_95 Water safety signage systems | [5 empty] | Pr_20_85_70_64 Plain line baseplates
|  |  |  | Ss_40_10_35 Identification signage systems | [5 empty] | Pr_20_85_70_65 Plastics rail embedments
|  |  |  | Ss_40_10_35_10 Building signage systems | [5 empty] | Pr_20_85_70_70 Rail boots
|  |  |  | Ss_40_10_35_70 Room signage systems | [5 empty] | Pr_20_85_70_71 Rail clip and shoulder assemblies
|  |  |  | Ss_40_10_35_80 Spaces signage systems | [5 empty] | Pr_20_85_70_74 Rubber chamber filling elements
|  |  |  | Ss_40_10_40 Internal architectural signage systems | [5 empty] | Pr_20_85_70_76 Screw spikes
|  |  |  | Ss_40_10_40_25 Electrical internal architectural signage systems | [5 empty] | Pr_20_85_70_80 Soleplates
|  |  |  | Ss_40_10_40_30 Fixed internal architectural signage systems | [5 empty] | Pr_20_85_70_82 Spring spikes
|  |  |  | Ss_40_10_40_32 Free-standing internal architectural signage systems | [5 empty] | Pr_20_85_71 Rail rings
|  |  |  | Ss_40_10_50 Information signage systems | [5 empty] | Pr_20_85_71_11 Carbon steel rings
|  |  |  | Ss_40_10_50_03 Advertising signage systems | [5 empty] | Pr_20_85_71_12 Cast iron bolted rings
|  |  |  | Ss_40_10_50_05 Advisory signage systems | [5 empty] | Pr_20_85_71_13 Cast iron expanded rings
|  |  |  | Ss_40_10_50_22 Descriptive signage systems | [5 empty] | Pr_20_85_71_15 Concrete bolted rings
|  |  |  | Ss_40_10_50_24 Directory signage systems | [5 empty] | Pr_20_85_71_16 Concrete expanded rings
|  |  |  | Ss_40_10_50_42 Interpretive signage systems | [5 empty] | Pr_20_85_71_57 Nodular iron rings
|  |  |  | Ss_40_10_90 Traffic signage and marking systems | [5 empty] | Pr_20_85_72 Rail sleepers and bearers
|  |  |  | Ss_40_10_90_03 Air traffic signage systems | [5 empty] | Pr_20_85_72_17 Composite bearers
|  |  |  | Ss_40_10_90_18 Crossing road marking systems | [5 empty] | Pr_20_85_72_18 Composite sleepers
|  |  |  | Ss_40_10_90_20 Cycle traffic signage systems | [5 empty] | Pr_20_85_72_20 Concrete bearers
|  |  |  | Ss_40_10_90_23 Diagrammatic road marking systems | [5 empty] | Pr_20_85_72_21 Concrete monoblock sleepers
|  |  |  | Ss_40_10_90_36 Hatched road marking systems | [5 empty] | Pr_20_85_72_22 Concrete twinblock sleepers
|  |  |  | Ss_40_10_90_50 Marine traffic signage systems | [5 empty] | Pr_20_85_72_47 Longitudinal bearers
|  |  |  | Ss_40_10_90_70 Rail traffic signage systems | [5 empty] | Pr_20_85_72_50 Modular bearer tie plates
|  |  |  | Ss_40_10_90_72 Road traffic signage systems | [5 empty] | Pr_20_85_72_77 Single block rail support
|  |  |  | Ss_40_15 General fittings, furnishings and equipment (FF&E) systems | [5 empty] | Pr_20_85_72_80 Sleeper anchors
|  |  |  | Ss_40_15_25 Catering FF&E systems | [5 empty] | Pr_20_85_72_85 Steel sleepers
|  |  |  | Ss_40_15_25_15 Commercial catering FF&E systems | [5 empty] | Pr_20_85_72_88 Timber bearers
|  |  |  | Ss_40_15_25_20 Domestic catering FF&E systems | [5 empty] | Pr_20_85_72_89 Timber sleepers
|  |  |  | Ss_40_15_35 General and joinery FF&E systems | [5 empty] | Pr_20_85_74 Rail pads and shims
|  |  |  | Ss_40_15_35_35 General FF&E systems | [5 empty] | Pr_20_85_74_06 Baseplate shims
|  |  |  | Ss_40_15_35_50 Minor joinery systems | [5 empty] | Pr_20_85_74_27 Ethyl vinyl acetate rail pads
|  |  |  | Ss_40_15_46 Laundry FF&E systems | [5 empty] | Pr_20_85_74_70 Rail packing shims
|  |  |  | Ss_40_15_46_15 Commercial laundry FF&E systems | [5 empty] | Pr_20_85_74_71 Rail pads
|  |  |  | Ss_40_15_46_20 Domestic laundry FF&E systems | [5 empty] | Pr_20_85_74_73 Resilient baseplate pads
|  |  |  | Ss_40_15_58 Office equipment systems | [5 empty] | Pr_20_85_74_74 Resilient bearer pads
|  |  |  | Ss_40_15_58_50 Meeting booth systems | [5 empty] | Pr_20_85_74_76 Resilient sleeper pads
|  |  |  | Ss_40_15_75 Sanitary appliance systems | [5 empty] | Pr_20_85_74_78 Rubber bonded cork rail pads
|  |  |  | Ss_40_15_75_05 Bath systems | [5 empty] | Pr_20_85_74_79 Rubber rail pads
|  |  |  | Ss_40_15_75_10 Bidet systems | [5 empty] | Pr_20_85_76 Shock absorbers
|  |  |  | Ss_40_15_75_20 Disposal unit (slop hopper) systems | [5 empty] | Pr_20_85_76_09 Bridge shock absorbers
|  |  |  | Ss_40_15_75_25 Drinking fountain systems | [5 empty] | Pr_20_85_76_76 Seismic dampers
|  |  |  | Ss_40_15_75_35 Health care macerator systems | [5 empty] | Pr_20_85_84 Straps, ties, channels and inserts
|  |  |  | Ss_40_15_75_45 Janitorial unit systems | [5 empty] | Pr_20_85_84_02 Aluminium bronze slot ties
|  |  |  | Ss_40_15_75_75 Sanitary accessory systems | [5 empty] | Pr_20_85_84_04 Aluminium bronze wall head restraint slip ties
|  |  |  | Ss_40_15_75_76 Sauna package systems | [5 empty] | Pr_20_85_84_11 Carbon steel cast-in channels
|  |  |  | Ss_40_15_75_77 Scrub-up trough systems | [5 empty] | Pr_20_85_84_12 Carbon steel movement joint lateral restraint slip ties
|  |  |  | Ss_40_15_75_78 Shower area systems | [5 empty] | Pr_20_85_84_13 Carbon steel lateral restraint straps
|  |  |  | Ss_40_15_75_79 Shower cubicle systems | [5 empty] | Pr_20_85_84_14 Carbon steel slot ties
|  |  |  | Ss_40_15_75_80 Sink systems | [5 empty] | Pr_20_85_84_15 Carbon steel threaded studding ties
|  |  |  | Ss_40_15_75_85 Steam bath package systems | [5 empty] | Pr_20_85_84_16 Carbon steel tie bars
|  |  |  | Ss_40_15_75_92 Urinal systems | [5 empty] | Pr_20_85_84_17 Carbon steel vertical restraint straps
|  |  |  | Ss_40_15_75_94 Wash basin systems | [5 empty] | Pr_20_85_84_18 Carbon steel wall head restraint slip ties
|  |  |  | Ss_40_15_75_96 Wash fountain systems | [5 empty] | Pr_20_85_84_19 Cavity wall ties
|  |  |  | Ss_40_15_75_98 Wash trough systems | [5 empty] | Pr_20_85_84_20 Channel slot ties
|  |  |  | Ss_40_15_77 Sauna FF&E systems | [5 empty] | Pr_20_85_84_21 Copper slot ties
|  |  |  | Ss_40_15_90 Toilet systems | [5 empty] | Pr_20_85_84_22 Copper wall head restraint slip ties
|  |  |  | Ss_40_15_90_05 Accessible WC package systems | [5 empty] | Pr_20_85_84_28 Existing wall tie isolating sleeves
|  |  |  | Ss_40_15_90_85 Squatting WC systems | [5 empty] | Pr_20_85_84_33 General-purpose slip ties
|  |  |  | Ss_40_15_90_95 Waterless toilet systems | [5 empty] | Pr_20_85_84_36 Head restraint slip ties
|  |  |  | Ss_40_15_90_96 WC and wash basin combination systems | [5 empty] | Pr_20_85_84_46 Lateral restraint ties
|  |  |  | Ss_40_15_90_97 WC systems | [5 empty] | Pr_20_85_84_50 Masonry repair ties
|  |  |  | Ss_40_15_90_98 WC wash and dry combination systems | [5 empty] | Pr_20_85_84_57 Non-loadbearing wall head restraints
|  |  |  | Ss_40_20 Administrative, commercial and protective service FF&E systems | [5 empty] | Pr_20_85_84_61 Permanent insulation formwork (PIF) connectors
|  |  |  | Ss_40_20_01 Administrative FF&E systems | [5 empty] | Pr_20_85_84_62 Phosphor bronze slot ties
|  |  |  | Ss_40_20_01_27 Embassy FF&E systems | [5 empty] | Pr_20_85_84_63 Phosphor bronze wall head restraint slip ties
|  |  |  | Ss_40_20_01_60 Office FF&E systems | [5 empty] | Pr_20_85_84_64 Polyester (PET) straps
|  |  |  | Ss_40_20_01_71 Reception FF&E systems | [5 empty] | Pr_20_85_84_68 Retaining wall tie rods
|  |  |  | Ss_40_20_15 Commercial FF&E systems | [5 empty] | Pr_20_85_84_69 Restraint belts
|  |  |  | Ss_40_20_15_71 Retail FF&E systems | [5 empty] | Pr_20_85_84_70 Roof gutter straps
|  |  |  | Ss_40_20_15_89 Trading floor FF&E systems | [5 empty] | Pr_20_85_84_73 Shear wall ties
|  |  |  | Ss_40_20_30 External public realm FF&E systems | [5 empty] | Pr_20_85_84_74 Slotted wall channels and brackets
|  |  |  | Ss_40_20_30_01 Acceptance and dispensing systems | [5 empty] | Pr_20_85_84_75 Stainless steel lateral restraint straps
|  |  |  | Ss_40_20_30_20 Cycle parking equipment systems | [5 empty] | Pr_20_85_84_76 Stainless steel slot ties
|  |  |  | Ss_40_20_30_28 External furniture systems | [5 empty] | Pr_20_85_84_77 Stainless steel threaded studding ties
|  |  |  | Ss_40_20_30_30 Fixed bin systems | [5 empty] | Pr_20_85_84_78 Stainless steel tie bars
|  |  |  | Ss_40_20_30_65 Playground equipment systems | [5 empty] | Pr_20_85_84_79 Stainless steel vertical restraint straps
|  |  |  | Ss_40_20_65 Protective service FF&E systems | [5 empty] | Pr_20_85_84_80 Stainless steel wall head restraint slip ties
|  |  |  | Ss_40_20_65_22 Detention FF&E systems | [5 empty] | Pr_20_85_84_81 Stainless steel drive ties
|  |  |  | Ss_40_20_65_25 Emergency shelter FF&E systems | [5 empty] | Pr_20_85_84_82 Stainless steel resin-bonded ties
|  |  |  | Ss_40_20_65_46 Law court FF&E systems | [5 empty] | Pr_20_85_84_83 Stainless steel expansion ties
|  |  |  | Ss_40_25 Cultural, educational, scientific and information FF&E systems | [5 empty] | Pr_20_85_84_84 Stainless steel cast-in channels
|  |  |  | Ss_40_25_20 Cultural FF&E systems | [5 empty] | Pr_20_85_84_85 Stainless steel cladding channels
|  |  |  | Ss_40_25_20_02 Aquarium FF&E systems | [5 empty] | Pr_20_85_84_86 Stainless steel cladding ties
|  |  |  | Ss_40_25_20_03 Art gallery FF&E systems | [5 empty] | Pr_20_85_84_87 Surface mounted channels
|  |  |  | Ss_40_25_20_04 Artwork systems | [5 empty] | Pr_20_85_84_88 Tension or compression bracing products
|  |  |  | Ss_40_25_20_05 Auditorium FF&E systems | [5 empty] | Pr_20_85_84_89 Tension straps
|  |  |  | Ss_40_25_20_22 Display FF&E systems | [5 empty] | Pr_20_85_84_95 Wall starters and connectors
|  |  |  | Ss_40_25_20_28 Exhibition FF&E systems | [5 empty] | Pr_20_85_84_97 Water-resistant concrete formwork ties
|  |  |  | Ss_40_25_20_85 Studio FF&E systems | [5 empty] | Pr_20_85_85 Structural bearings
|  |  |  | Ss_40_25_20_90 Theatre FF&E systems | [5 empty] | Pr_20_85_85_11 Carbon steel stools
|  |  |  | Ss_40_25_26 Education and information FF&E systems | [5 empty] | Pr_20_85_85_30 Flat jacks
|  |  |  | Ss_40_25_26_15 Classroom FF&E systems | [5 empty] | Pr_20_85_85_74 Rubber bearings
|  |  |  | Ss_40_25_26_47 Library FF&E systems | [5 empty] | Pr_20_85_85_80 Sliding surface bearings
|  |  |  | Ss_40_25_32 Funerary FF&E systems | [5 empty] | Pr_20_85_85_84 Stainless steel stools
|  |  |  | Ss_40_25_32_12 Cemetery equipment systems | [5 empty] | Pr_20_85_86 Struts and props
|  |  |  | Ss_40_25_71 Religious FF&E systems | [5 empty] | Pr_20_85_86_11 Carbon steel struts
|  |  |  | Ss_40_25_71_11 Cathedral, church and chapel FF&E systems | [5 empty] | Pr_20_85_86_30 Formwork props
|  |  |  | Ss_40_25_71_52 Mosque FF&E systems | [5 empty] | Pr_20_85_86_31 Formwork shores
|  |  |  | Ss_40_25_71_86 Synagogue FF&E systems | [5 empty] | Pr_20_85_86_76 Screw jacks
|  |  |  | Ss_40_25_71_90 Temple FF&E systems | [5 empty] | Pr_20_85_86_84 Stainless steel struts
|  |  |  | Ss_40_25_75 Scientific FF&E systems | [5 empty] | Pr_20_85_86_89 Trench boxes or shields
|  |  |  | Ss_40_25_75_21 Dark room FF&E systems | [5 empty] | Pr_20_85_86_90 Trench shores
|  |  |  | Ss_40_25_75_45 Laboratory FF&E systems | [5 empty] | Pr_20_85_86_91 Trench struts
|  |  |  | Ss_40_25_75_58 Observatory FF&E systems | [5 empty] | Pr_20_85_88 Track beds
|  |  |  | Ss_40_25_80 Stage FF&E systems | [5 empty] | Pr_20_85_88_06 Ballast mats
|  |  |  | Ss_40_25_80_90 Tension wire grid systems | [5 empty] | Pr_20_85_88_07 Ballast track beds
|  |  |  | Ss_40_30 Industrial and agricultural FF&E systems | [5 empty] | Pr_20_85_88_17 Concrete track beds
|  |  |  | Ss_40_30_02 Agricultural FF&E systems | [5 empty] | Pr_20_85_89 Train arrestors
|  |  |  | Ss_40_30_02_37 Horticultural FF&E systems | [5 empty] | Pr_20_85_89_30 Fixed train arrestors
|  |  |  | Ss_40_30_02_47 Livestock FF&E systems | [5 empty] | Pr_20_85_89_31 Friction train arrestors
|  |  |  | Ss_40_30_42 Industrial FF&E systems | [5 empty] | Pr_20_85_89_39 Hydraulic train arrestors
|  |  |  | Ss_40_30_42_29 Factory FF&E systems | [5 empty] | Pr_20_85_90 Trusses and lattice frames
|  |  |  | Ss_40_30_42_52 Mine FF&E systems | [5 empty] | Pr_20_85_90_02 Aluminium lattice trusses and frames
|  |  |  | Ss_40_30_42_58 Offshore platform FF&E systems | [5 empty] | Pr_20_85_90_11 Carbon steel lattice floor joists and purlins
|  |  |  | Ss_40_30_42_96 Warehouse FF&E systems | [5 empty] | Pr_20_85_90_12 Carbon steel pitched roof trusses
|  |  |  | Ss_40_30_85 Static permanent access and safety equipment systems | [5 empty] | Pr_20_85_90_36 Hardwood lattice joists
|  |  |  | Ss_40_30_85_55 Netting systems | [5 empty] | Pr_20_85_90_37 Hardwood trussed rafters
|  |  |  | Ss_40_45 Living space FF&E systems | [5 empty] | Pr_20_85_90_38 Hardwood trusses
|  |  |  | Ss_40_45_37 Hotel living space FF&E systems | [5 empty] | Pr_20_85_90_81 Softwood trusses
|  |  |  | Ss_40_45_37_28 External FF&E systems | [5 empty] | Pr_20_85_90_82 Softwood trussed rafters
|  |  |  | Ss_40_45_37_36 Hotel bedroom FF&E systems | [5 empty] | Pr_20_85_90_84 Steel lattice frames
|  |  |  | Ss_40_45_37_38 Hotel dining room FF&E systems | [5 empty] | Pr_20_93 Unit structure and general products
|  |  |  | Ss_40_45_37_45 Kitchen FF&E systems | [5 empty] | Pr_20_93_33 Glass blocks and panels
|  |  |  | Ss_40_45_37_47 Lounge FF&E systems | [5 empty] | Pr_20_93_33_12 Cellular glass thermal blocks
|  |  |  | Ss_40_45_70 Residential living space FF&E systems | [5 empty] | Pr_20_93_33_30 Fire rated glass block wall panels
|  |  |  | Ss_40_45_70_07 Bedroom FF&E systems | [5 empty] | Pr_20_93_33_31 Glass block dry joint spacers
|  |  |  | Ss_40_45_70_22 Dining room FF&E systems | [5 empty] | Pr_20_93_33_32 Glass block mortar joint spacers
|  |  |  | Ss_40_45_70_24 Domestic kitchen FF&E systems | [5 empty] | Pr_20_93_33_33 Glass block wall panels
|  |  |  | Ss_40_45_70_33 Garden FF&E systems | [5 empty] | Pr_20_93_33_34 Glass blocks
|  |  |  | Ss_40_45_70_47 Living room FF&E systems | [5 empty] | Pr_20_93_33_52 Mortar jointed glass block wall panels
|  |  |  | Ss_40_50 Medical, health and welfare FF&E systems | [5 empty] | Pr_20_93_33_53 Mortar jointed and sealant pointed glass block wall panels
|  |  |  | Ss_40_50_50 Medical and health FF&E systems | [5 empty] | Pr_20_93_33_76 Sealant jointed glass block wall panels
|  |  |  | Ss_40_50_50_18 Crèche FF&E systems | [5 empty] | Pr_20_93_37 Headwall and swale inlet products
|  |  |  | Ss_40_50_50_37 Hospital ward FF&E systems | [5 empty] | Pr_20_93_37_62 Plastics headwall units
|  |  |  | Ss_40_50_50_50 Medical and dental surgery FF&E systems | [5 empty] | Pr_20_93_37_63 Plastics swale inlets
|  |  |  | Ss_40_50_50_59 Operating theatre FF&E systems | [5 empty] | Pr_20_93_37_65 Precast concrete headwall units
|  |  |  | Ss_40_50_96 Welfare FF&E systems | [5 empty] | Pr_20_93_37_66 Precast concrete swale inlets
|  |  |  | Ss_40_50_96_04 Animal welfare FF&E systems | [5 empty] | Pr_20_93_51 Masonry flooring units
|  |  |  | Ss_40_50_96_71 Rehabilitation FF&E systems | [5 empty] | Pr_20_93_51_02 Aggregate concrete infill blocks
|  |  |  | Ss_40_70 Recreational FF&E systems | [5 empty] | Pr_20_93_51_05 Autoclaved aerated concrete (AAC) infill blocks
|  |  |  | Ss_40_70_20 Casino FF&E systems | [5 empty] | Pr_20_93_51_28 Expanded polystyrene (EPS) infill blocks
|  |  |  | Ss_40_70_55 Play FF&E systems | [5 empty] | Pr_20_93_52 Masonry walling units
|  |  |  | Ss_40_70_55_10 Climbing equipment systems | [5 empty] | Pr_20_93_52_01 Aggregate concrete blocks
|  |  |  | Ss_40_70_55_15 Combination play equipment systems | [5 empty] | Pr_20_93_52_02 Aggregate concrete bricks
|  |  |  | Ss_40_70_55_35 Gymnastics and exercising equipment systems | [5 empty] | Pr_20_93_52_05 Autoclaved aerated concrete (AAC) blocks
|  |  |  | Ss_40_70_55_70 Rocking equipment systems | [5 empty] | Pr_20_93_52_11 Calcium silicate blocks
|  |  |  | Ss_40_70_55_73 Runway equipment systems | [5 empty] | Pr_20_93_52_12 Calcium silicate bricks
|  |  |  | Ss_40_70_55_75 Sand and water play equipment systems | [5 empty] | Pr_20_93_52_13 Cast stone masonry units
|  |  |  | Ss_40_70_55_80 Slide equipment systems | [5 empty] | Pr_20_93_52_14 Clay blocks
|  |  |  | Ss_40_70_55_83 Spinning equipment systems | [5 empty] | Pr_20_93_52_15 Clay bricks
|  |  |  | Ss_40_70_55_85 Swinging equipment systems | [5 empty] | Pr_20_93_52_23 Dimension stones
|  |  |  | Ss_40_70_60 Pool FF&E systems | [5 empty] | Pr_20_93_52_27 Engineering bricks
|  |  |  | Ss_40_70_60_15 Competitive swimming pool FF&E systems | [5 empty] | Pr_20_93_52_33 Glass-reinforced concrete (GRC) blocks
|  |  |  | Ss_40_70_60_25 Diving pool FF&E systems | [5 empty] | Pr_20_93_52_34 Glazed clay bricks
|  |  |  | Ss_40_70_60_45 Leisure swimming pool FF&E systems | [5 empty] | Pr_20_93_52_35 Glazed concrete blocks
|  |  |  | Ss_40_70_60_62 Pool transfer aid equipment systems | [5 empty] | Pr_20_93_52_36 Gypsum blocks
|  |  |  | Ss_40_70_65 Public house FF&E systems | [5 empty] | Pr_20_93_52_42 Insulated concrete blocks
|  |  |  | Ss_40_70_70 Restaurant FF&E systems | [5 empty] | Pr_20_93_52_50 Manufactured stone blocks
|  |  |  | Ss_40_70_75 Sports FF&E systems | [5 empty] | Pr_20_93_52_56 Natural dimensioned stones
|  |  |  | Ss_40_70_75_05 Ball court FF&E systems | [5 empty] | Pr_20_93_52_57 Natural rubble stones
|  |  |  | Ss_40_70_75_20 Cycle course FF&E systems | [5 empty] | Pr_20_93_52_58 Natural stone plugs
|  |  |  | Ss_40_70_75_27 Equestrian equipment systems | [5 empty] | Pr_20_93_52_71 Reclaimed clay bricks
|  |  |  | Ss_40_70_75_50 Multi-use games area FF&E systems | [5 empty] | Pr_20_93_52_73 Refractory bricks
|  |  |  | Ss_40_70_75_80 Skate park FF&E systems | [5 empty] | Pr_20_93_52_74 Replacement natural dimensioned stones
|  |  |  | Ss_40_70_75_85 Sports pitch FF&E systems | [5 empty] | Pr_20_93_52_75 Salvaged natural stones
|  |  |  | Ss_40_70_75_90 Trim trail FF&E systems | [5 empty] | Pr_20_93_52_87 Terracotta units
|  |  |  | Ss_40_70_80 Stadium FF&E systems | [5 empty] | Pr_20_93_52_89 Thin joint autoclaved aerated concrete (AAC) blocks
|  |  |  | Ss_40_70_95 Wildlife, eco site and nature conservation FF&E systems | [5 empty] | Pr_20_93_71 Retaining wall units
|  |  |  | Ss_40_85 Transport FF&E systems | [5 empty] | Pr_20_93_71_15 Concrete interlocking blocks
|  |  |  | Ss_40_85_01 Aerospace FF&E systems | [5 empty] | Pr_20_93_71_16 Concrete crib wall units
|  |  |  | Ss_40_85_01_01 Aircraft fire training simulation systems | [5 empty] | Pr_20_93_71_17 Concrete panels
|  |  |  | Ss_40_85_11 Cable transport FF&E systems | [5 empty] | Pr_20_93_71_18 Concrete diaphragm wall units
|  |  |  | Ss_40_85_50 Marine and waterway FF&E systems | [5 empty] | Pr_20_93_71_53 Modular reinforced concrete stem wall units
|  |  |  | Ss_40_85_50_95 Waterside FF&E systems | [5 empty] | Pr_20_93_71_75 Sawn hardwood crib wall units
|  |  |  | Ss_40_85_70 Rail FF&E systems | [5 empty] | Pr_20_93_76 Shaft-lining products
|  |  |  | Ss_40_85_70_60 Passenger concourse FF&E systems | [5 empty] | Pr_20_93_76_11 Carbon steel shaft-lining segments
|  |  |  | Ss_40_85_72 Road FF&E systems | [5 empty] | Pr_20_93_76_12 Cast iron shaft-lining segments
|  |  |  | Ss_40_85_72_11 Car park equipment systems | [5 empty] | Pr_20_93_76_15 Concrete shaft-lining segments
|  |  |  | Ss_40_85_72_33 Garage FF&E systems | [5 empty] | Pr_20_93_76_80 Spheroidal graphite iron (SGI) shaft-lining segments
|  |  |  | Ss_40_85_75 Rolling stock depot systems | [5 empty] | Pr_20_93_84 Structural roofing units
|  |  |  | Ss_40_85_75_07 Bogie handling systems | [5 empty] | Pr_20_93_84_15 Concrete arch units
|  |  |  | Ss_40_85_75_15 Controlled emission toilet (CET) systems | [5 empty] | Pr_20_93_84_16 Concrete dome units
|  |  |  | Ss_40_85_75_24 Drop systems | [5 empty] | Pr_20_93_84_84 Structural insulated roof panels
|  |  |  | Ss_40_85_75_65 Press systems | [5 empty] | Pr_20_93_85 Structural walling units
|  |  |  | Ss_40_85_75_70 Rail lifting systems | [5 empty] | Pr_20_93_85_14 Concrete solid wall and composite wall units
|  |  |  | Ss_40_85_75_75 Sand feeding systems | [5 empty] | Pr_20_93_85_16 Concrete structural insulated panels (SIPs)
|  |  |  | Ss_40_85_75_97 Wheel lathe systems | [5 empty] | Pr_20_93_85_84 Structural insulated wall panels
|  |  |  | Ss_40_90 General finishing systems | [5 empty] | Pr_20_93_85_88 Timber-framed straw-filled panels
|  |  |  | Ss_40_90_05 Anodizing systems | [5 empty] | Pr_20_93_90 Tunnel-lining products
|  |  |  | Ss_40_90_05_05 Aluminium anodic coating systems | [5 empty] | Pr_20_93_90_11 Carbon steel tunnel-lining segments
|  |  |  | Ss_40_90_35 Hot dip galvanizing systems | [5 empty] | Pr_20_93_90_12 Cast iron tunnel-lining segments
|  |  |  | Ss_40_90_40 Intumescent systems | [5 empty] | Pr_20_93_90_15 Concrete tunnel-lining segments
|  |  |  | Ss_40_90_40_40 Intumescent casting systems | [5 empty] | Pr_20_93_90_80 Spheroidal graphite iron (SGI) tunnel-lining segments
|  |  |  | Ss_40_90_40_42 Intumescent coating systems | [5 empty] | Pr_20_93_90_90 Tunnel segment connectors
|  |  |  | Ss_40_90_60 Painting and clear finishing systems | [5 empty] | Pr_20_93_95 Tunnel opening products
|  |  |  | Ss_40_90_60_05 Anti-graffiti coating systems | [5 empty] | Pr_20_93_95_15 Tunnel frame cills
|  |  |  | Ss_40_90_60_20 Decorative varnish or lacquer systems | [5 empty] | Pr_20_93_95_44 Tunnel frame jambs
|  |  |  | Ss_40_90_60_22 Decorative wood stain or dye systems | [5 empty] | Pr_20_93_95_47 Tunnel frame lintels
|  |  |  | Ss_40_90_60_55 Multi-colour coating systems | [5 empty] | Pr_20_96 Wire structure and general products
|  |  |  | Ss_40_90_60_60 Oil gilding systems | [5 empty] | Pr_20_96_71 Reinforcement
|  |  |  | Ss_40_90_60_65 Plastic texture coating systems | [5 empty] | Pr_20_96_71_10 Carbon steel bed joint reinforcement
|  |  |  | Ss_40_90_60_80 Solvent-borne paint systems | [5 empty] | Pr_20_96_71_11 Carbon steel cage reinforcement
|  |  |  | Ss_40_90_60_85 Special coating systems | [5 empty] | Pr_20_96_71_12 Carbon steel fabric reinforcement
|  |  |  | Ss_40_90_60_94 Water-based anti-corrosion systems | [5 empty] | Pr_20_96_71_13 Carbon steel plain bar reinforcement
|  |  |  | Ss_40_90_60_95 Waterborne paint systems | [5 empty] | Pr_20_96_71_14 Carbon steel ribbed bar reinforcement
|  |  |  | Ss_40_90_65 Powder coating systems | [5 empty] | Pr_20_96_71_15 Carbon steel post-installed starter bars
|  |  |  | Ss_40_90_65_05 Powder coating for aluminium systems | [5 empty] | Pr_20_96_71_16 Carbon steel tendons
|  |  |  | Ss_40_90_65_85 Powder coating for steel systems | [5 empty] | Pr_20_96_71_17 Copper rod reinforcement
|  |  |  | Ss_40_90_75 Services painting systems | [5 empty] | Pr_20_96_71_28 Fibre reinforced plastics bar reinforcement
|  |  |  | Ss_40_90_95 Wood preservative and fire retardant treatment systems | [5 empty] | Pr_20_96_71_30 Fibrous reinforcement
|  |  |  | Ss_40_90_95_30 Fire retardant treatment systems | [5 empty] | Pr_20_96_71_33 Glass fibre fleece reinforcement
|  |  |  | Ss_40_90_95_65 Preservative treatment systems | [5 empty] | Pr_20_96_71_34 Glass fibre mesh reinforcement
|  |  |  | Ss_40_95 Temporary signage and FF&E systems | [5 empty] | Pr_20_96_71_35 Glass fibre reinforcement mats
|  |  |  | Ss_45 Flora and fauna systems | [5 empty] | Pr_20_96_71_36 Glass fibre reinforcement tendons
|  |  |  | Ss_45_05 Ecosystems | [5 empty] | Pr_20_96_71_51 Mechanical reinforcement couplers
|  |  |  | Ss_45_10 Flora and fauna control systems | [5 empty] | Pr_20_96_71_52 Meshwork joint reinforcement
|  |  |  | Ss_45_10_10 Bird, insect and vermin control systems | [5 empty] | Pr_20_96_71_62 Phosphor bronze rod reinforcement
|  |  |  | Ss_45_10_10_04 Animal control systems | [5 empty] | Pr_20_96_71_64 Polyester (PES) fibre fleece reinforcement
|  |  |  | Ss_45_10_10_10 Bird control systems | [5 empty] | Pr_20_96_71_66 Prefabricated continuity reinforcement strips
|  |  |  | Ss_45_10_10_14 Chemical termite protection systems | [5 empty] | Pr_20_96_71_67 Prefabricated reinforcement
|  |  |  | Ss_45_10_10_40 Insect control systems | [5 empty] | Pr_20_96_71_83 Stainless steel bed joint reinforcement
|  |  |  | Ss_45_10_10_64 Physical termite protection systems | [5 empty] | Pr_20_96_71_84 Stainless steel fabric reinforcement
|  |  |  | Ss_45_10_10_72 Rodent control systems | [5 empty] | Pr_20_96_71_85 Stainless steel plain bar reinforcement
|  |  |  | Ss_45_10_40 Invasive microbial and invertebrate control systems | [5 empty] | Pr_20_96_71_86 Stainless steel ribbed bar reinforcement
|  |  |  | Ss_45_10_40_40 Invertebrate control systems | [5 empty] | Pr_20_96_71_87 Stainless steel post-installed starter bars
|  |  |  | Ss_45_10_40_50 Microbial control systems | [5 empty] | Pr_20_96_71_97 Welded wire mesh reinforcement
|  |  |  | Ss_45_10_95 Vegetation control systems | [5 empty] | Pr_20_96_96 Wire fencing ancillary products
|  |  |  | Ss_45_10_95_50 Moss, algae and lichen control systems | [5 empty] | Pr_20_96_96_11 Carbon steel fencing cleats
|  |  |  | Ss_45_10_95_72 Rooted plants on hard surfaces control systems | [5 empty] | Pr_20_96_96_12 Carbon steel fencing droppers
|  |  |  | Ss_45_10_95_80 Selective vegetation control systems | [5 empty] | Pr_20_96_96_13 Carbon steel fencing rings
|  |  |  | Ss_45_10_95_81 Self-clinging plants on hard surfaces control systems | [5 empty] | Pr_20_96_96_14 Carbon steel fencing strainers
|  |  |  | Ss_45_10_95_83 Site vegetation control systems | [5 empty] | Pr_20_96_96_15 Carbon steel fencing stretcher bars
|  |  |  | Ss_45_10_95_95 Waterborne vegetation control systems | [5 empty] | Pr_20_96_96_16 Carbon steel fencing wedges
|  |  |  | Ss_45_30 Aquatic flora systems | [5 empty] | Pr_20_96_96_17 Carbon steel pre-formed fencing lashing rods
|  |  |  | Ss_45_30_05 Aquatic and wetland planting systems | [5 empty] | Pr_20_96_96_72 Rotating vane fence toppings
|  |  |  | Ss_45_30_05_05 Aquatic planting systems | [5 empty] | Pr_20_96_97 Wires, ropes, twines and chains
|  |  |  | Ss_45_30_05_50 Marginal planting systems | [5 empty] | Pr_20_96_97_02 Aluminium wires
|  |  |  | Ss_45_30_05_70 Reedbed planting systems | [5 empty] | Pr_20_96_97_11 Carbon steel barbed tapes
|  |  |  | Ss_45_30_40 Hydroponic planting systems | [5 empty] | Pr_20_96_97_12 Carbon steel barbed wires
|  |  |  | Ss_45_35 Ground based flora systems | [5 empty] | Pr_20_96_97_13 Carbon steel chains
|  |  |  | Ss_45_35_05 Amenity and ornamental planting systems | [5 empty] | Pr_20_96_97_14 Carbon steel high tensile barbed wires
|  |  |  | Ss_45_35_05_08 Bed-planted annual, perennial and bulb systems | [5 empty] | Pr_20_96_97_15 Carbon steel high tensile line wires
|  |  |  | Ss_45_35_05_35 Grass-planted bulb and wildflower systems | [5 empty] | Pr_20_96_97_16 Carbon steel razor wires
|  |  |  | Ss_45_35_05_37 Grass-planted small tree and shrub systems | [5 empty] | Pr_20_96_97_17 Carbon steel spring wires
|  |  |  | Ss_45_35_05_42 Long-stem planted small tree and shrub systems | [5 empty] | Pr_20_96_97_18 Carbon steel wire ropes
|  |  |  | Ss_45_35_05_62 Pit-planted climber systems | [5 empty] | Pr_20_96_97_19 Carbon steel wires
|  |  |  | Ss_45_35_05_64 Pit-planted perennial systems | [5 empty] | Pr_20_96_97_21 Copper alloy wires
|  |  |  | Ss_45_35_05_66 Pit-planted large tree systems | [5 empty] | Pr_20_96_97_27 Electric fence ropes
|  |  |  | Ss_45_35_05_67 Pit-planted small tree and shrub systems | [5 empty] | Pr_20_96_97_51 Mixed fibre ropes
|  |  |  | Ss_45_35_08 Biodiversity and environmental conservation systems | [5 empty] | Pr_20_96_97_56 Natural ropes
|  |  |  | Ss_45_35_08_29 Flora species introduction systems | [5 empty] | Pr_20_96_97_57 Natural threads
|  |  |  | Ss_45_35_08_30 Flora species protection systems | [5 empty] | Pr_20_96_97_58 Natural twines
|  |  |  | Ss_45_35_08_35 Habitat creation systems | [5 empty] | Pr_20_96_97_60 Phosphor bronze wires
|  |  |  | Ss_45_35_08_37 Habitat management and enhancement systems | [5 empty] | Pr_20_96_97_62 Plastics chains
|  |  |  | Ss_45_35_08_38 Habitat protection systems | [5 empty] | Pr_20_96_97_63 Plastics wires or lines
|  |  |  | Ss_45_35_30 Forestry, biomass, hedging and roadside planting systems | [5 empty] | Pr_20_96_97_73 Shock-absorbing lanyards
|  |  |  | Ss_45_35_30_40 Hydraulic seeded tree and shrub systems | [5 empty] | Pr_20_96_97_74 Stainless steel barbed tapes
|  |  |  | Ss_45_35_30_55 Notch-planted tree and shrub systems | [5 empty] | Pr_20_96_97_75 Stainless steel barbed wires
|  |  |  | Ss_45_35_30_62 Pit-planted tree and shrub systems | [5 empty] | Pr_20_96_97_76 Stainless steel chains
|  |  |  | Ss_45_35_30_72 Ridge and furrow-planted tree and shrub systems | [5 empty] | Pr_20_96_97_77 Stainless steel high tensile barbed wires
|  |  |  | Ss_45_35_30_75 Seeded tree and shrub systems | [5 empty] | Pr_20_96_97_78 Stainless steel high tensile line wires
|  |  |  | Ss_45_35_30_90 Trench-planted tree and shrub systems | [5 empty] | Pr_20_96_97_79 Stainless steel razor wires
|  |  |  | Ss_45_35_45 Lawn and meadow planting systems | [5 empty] | Pr_20_96_97_80 Stainless steel spring wires
|  |  |  | Ss_45_35_45_33 Grass and wildflower seeding systems | [5 empty] | Pr_20_96_97_81 Stainless steel wire ropes
|  |  |  | Ss_45_35_45_35 Grass seeding systems | [5 empty] | Pr_20_96_97_82 Stainless steel wires
|  |  |  | Ss_45_35_45_40 Hydraulic seeding systems | [5 empty] | Pr_20_96_97_83 Swimming pool flagged ropes
|  |  |  | Ss_45_35_45_62 Plastics paving and turf systems | [5 empty] | Pr_20_96_97_84 Swimming pool false start ropes
|  |  |  | Ss_45_35_45_65 Pre-seeded mat systems | [5 empty] | Pr_20_96_97_85 Swimming pool lane ropes
|  |  |  | Ss_45_35_45_70 Reinforced grass planting systems | [5 empty] | Pr_20_96_97_86 Synthetic chains
|  |  |  | Ss_45_35_45_90 Turf planting systems | [5 empty] | Pr_20_96_97_87 Synthetic ropes
|  |  |  | Ss_45_40 Artificially supported flora systems | [5 empty] | Pr_20_96_97_88 Synthetic threads
|  |  |  | Ss_45_40_28 External container planting systems | [5 empty] | Pr_20_96_97_89 Synthetic twines
|  |  |  | Ss_45_40_28_25 External planter systems | [5 empty] | Pr_25 Skin products
|  |  |  | Ss_45_40_28_32 Free standing external container planting systems | [5 empty] | Pr_25_30 Fixed access products
|  |  |  | Ss_45_40_28_35 Hanging container planting systems | [5 empty] | Pr_25_30_30 Floor plates, gratings and edgings
|  |  |  | Ss_45_40_28_85 External planting systems | [5 empty] | Pr_25_30_30_01 Aluminium cold formed planks
|  |  |  | Ss_45_40_40 Internal container planting systems | [5 empty] | Pr_25_30_30_02 Aluminium duckboards
|  |  |  | Ss_45_40_40_32 Free standing internal container planting systems | [5 empty] | Pr_25_30_30_03 Aluminium edging sections
|  |  |  | Ss_45_40_40_34 Ground level internal container planting systems | [5 empty] | Pr_25_30_30_04 Aluminium expanded gratings
|  |  |  | Ss_45_40_40_41 Internal hanging container planting systems | [5 empty] | Pr_25_30_30_05 Aluminium open bar metal gratings
|  |  |  | Ss_45_40_40_42 Internal planter systems | [5 empty] | Pr_25_30_30_06 Aluminium solid metal plates
|  |  |  | Ss_45_40_47 Living roof systems | [5 empty] | Pr_25_30_30_12 Carbon steel cold formed planks
|  |  |  | Ss_45_40_47_09 Brown roof systems | [5 empty] | Pr_25_30_30_14 Carbon steel edging sections
|  |  |  | Ss_45_40_47_28 Extensive green roof systems | [5 empty] | Pr_25_30_30_16 Carbon steel expanded gratings
|  |  |  | Ss_45_40_47_40 Intensive green roof systems | [5 empty] | Pr_25_30_30_18 Carbon steel open bar metal gratings
|  |  |  | Ss_45_40_47_75 Semi-intensive green roof systems | [5 empty] | Pr_25_30_30_20 Carbon steel solid metal plates
|  |  |  | Ss_45_40_95 Vertical planting systems | [5 empty] | Pr_25_30_30_22 Concrete planks
|  |  |  | Ss_45_40_95_08 Biofiltration vertical planting systems | [5 empty] | Pr_25_30_30_34 Glass-reinforced plastics (GRP) moulded open mesh gratings
|  |  |  | Ss_45_40_95_52 Membranous vertical planting systems | [5 empty] | Pr_25_30_30_36 Hardwood duckboards
|  |  |  | Ss_45_40_95_54 Modular unit vertical planting systems | [5 empty] | Pr_25_30_30_58 Open bar glass-reinforced plastics (GRP) gratings
|  |  |  | Ss_45_50 Artificial flora systems | [5 empty] | Pr_25_30_30_63 Plastics perforated gratings
|  |  |  | Ss_45_50_05 Artificial planting systems | [5 empty] | Pr_25_30_30_80 Softwood duckboards
|  |  |  | Ss_45_50_05_40 Internal artificial planting systems | [5 empty] | Pr_25_30_30_81 Solid glass-reinforced plastics (GRP) plates
|  |  |  | Ss_45_60 Avian fauna systems | [5 empty] | Pr_25_30_30_82 Stainless steel cold formed planks
|  |  |  | Ss_45_65 Insectile fauna systems | [5 empty] | Pr_25_30_30_83 Stainless steel edging sections
|  |  |  | Ss_45_70 Mammalian fauna systems | [5 empty] | Pr_25_30_30_84 Stainless steel expanded gratings
|  |  |  | Ss_45_70_05 Animal conservation systems | [5 empty] | Pr_25_30_30_85 Stainless steel open bar metal gratings
|  |  |  | Ss_45_70_05_27 Animal road crossing systems | [5 empty] | Pr_25_30_30_86 Stainless steel solid metal plates
|  |  |  | Ss_45_70_05_29 Animal species introduction systems | [5 empty] | Pr_25_30_36 Handrails
|  |  |  | Ss_45_70_05_30 Animal species protection systems | [5 empty] | Pr_25_30_36_03 Aluminium handrails
|  |  |  | Ss_45_75 Piscine fauna systems | [5 empty] | Pr_25_30_36_11 Carbon steel handrails
|  |  |  | Ss_45_75_30 Fish protection systems | [5 empty] | Pr_25_30_36_30 Fibre-reinforced polymer handrails
|  |  |  | Ss_45_75_30_30 Fish pass systems | [5 empty] | Pr_25_30_36_50 Manufactured stone handrails
|  |  |  | Ss_45_80 Reptilian fauna systems | [5 empty] | Pr_25_30_36_63 Plastics handrails
|  |  |  | Ss_45_85 Artificial fauna systems | [5 empty] | Pr_25_30_36_84 Stainless steel handrails
|  |  |  | Ss_50 Disposal systems | [5 empty] | Pr_25_30_36_96 Wood handrails
|  |  |  | Ss_50_10 Gas waste collection and distribution systems | [5 empty] | Pr_25_30_75 Safety cages
|  |  |  | Ss_50_10_45 Landfill gas collection and distribution systems | [5 empty] | Pr_25_30_75_02 Aluminium ladder safety cages
|  |  |  | Ss_50_10_95 Waste gas collection and distribution systems | [5 empty] | Pr_25_30_75_15 Carbon steel ladder safety cages
|  |  |  | Ss_50_20 Non-aqueous liquid waste collection and distribution systems | [5 empty] | Pr_25_30_75_80 Stainless steel ladder safety cages
|  |  |  | Ss_50_20_45 Landfill liquid collection and distribution systems | [5 empty] | Pr_25_30_85 Stair and ladder units
|  |  |  | Ss_50_20_90 Waste liquid fuel collection and distribution systems | [5 empty] | Pr_25_30_85_02 Access ladders
|  |  |  | Ss_50_20_95 Waste process liquid collection and distribution systems | [5 empty] | Pr_25_30_85_03 Aluminium loft ladders
|  |  |  | Ss_50_30 Building and land drainage collection systems | [5 empty] | Pr_25_30_85_11 Cat ladders
|  |  |  | Ss_50_30_02 Rainwater drainage systems | [5 empty] | Pr_25_30_85_16 Curved internal staircases
|  |  |  | Ss_50_30_02_28 External gravity rainwater drainage systems | [5 empty] | Pr_25_30_85_22 Drainage access chamber ladders
|  |  |  | Ss_50_30_02_40 Internal gravity rainwater drainage systems | [5 empty] | Pr_25_30_85_23 Drainage access chamber steps
|  |  |  | Ss_50_30_02_65 Pressure-assisted full bore rainwater drainage systems | [5 empty] | Pr_25_30_85_36 Hardwood loft ladders
|  |  |  | Ss_50_30_02_80 Siphonic full bore rainwater drainage systems | [5 empty] | Pr_25_30_85_48 Lift pit ladders
|  |  |  | Ss_50_30_04 Above ground waste water drainage systems | [5 empty] | Pr_25_30_85_64 Pool ladders
|  |  |  | Ss_50_30_04_05 Basement waste water drainage systems | [5 empty] | Pr_25_30_85_65 Pool stepladders
|  |  |  | Ss_50_30_04_15 Commercial catering waste water drainage systems | [5 empty] | Pr_25_30_85_73 Roll-up ladders
|  |  |  | Ss_50_30_04_95 Above ground external stack wastewater drainage systems | [5 empty] | Pr_25_30_85_79 Sliding ladders
|  |  |  | Ss_50_30_04_97 Above ground internal stack wastewater drainage systems | [5 empty] | Pr_25_30_85_84 Spiral internal staircases
|  |  |  | Ss_50_30_06 Below ground inspection systems | [5 empty] | Pr_25_30_85_85 Step-over ladders
|  |  |  | Ss_50_30_06_06 Brick manhole systems | [5 empty] | Pr_25_30_85_86 Straight internal staircases
|  |  |  | Ss_50_30_06_08 Brick shallow inspection chamber systems | [5 empty] | Pr_25_30_85_90 Travelling ladders
|  |  |  | Ss_50_30_06_10 Brick shallow silt trap and flow control chamber systems | [5 empty] | Pr_25_30_86 Surface level traffic control products
|  |  |  | Ss_50_30_06_12 Concrete deep manhole systems | [5 empty] | Pr_25_30_86_03 Aluminium alloy vehicle flow plates
|  |  |  | Ss_50_30_06_14 Concrete manhole systems | [5 empty] | Pr_25_30_86_04 Aluminium alloy vehicle stops
|  |  |  | Ss_50_30_06_16 Concrete shallow inspection chamber systems | [5 empty] | Pr_25_30_86_11 Carbon steel vehicle flow plates
|  |  |  | Ss_50_30_06_18 Concrete silt trap and flow control chamber systems | [5 empty] | Pr_25_30_86_12 Carbon steel vehicle stops
|  |  |  | Ss_50_30_06_62 Plastics deep non-entry inspection chamber systems | [5 empty] | Pr_25_30_86_15 Concrete demarcation units
|  |  |  | Ss_50_30_06_64 Plastics distribution and sampling chamber systems | [5 empty] | Pr_25_30_86_60 Pavement extenders
|  |  |  | Ss_50_30_06_66 Plastics shallow inspection chamber systems | [5 empty] | Pr_25_30_86_72 Rising kerbs
|  |  |  | Ss_50_30_08 Below ground gravity drainage systems | [5 empty] | Pr_25_30_86_73 Rising ramp vehicle barriers
|  |  |  | Ss_50_30_08_15 Combined below-ground drainage pipeline systems | [5 empty] | Pr_25_30_86_74 Rising spike vehicle stops
|  |  |  | Ss_50_30_08_16 Combined sewer overflow systems | [5 empty] | Pr_25_30_86_75 Rubber vehicle stops
|  |  |  | Ss_50_30_08_30 Foul waste water below-ground drainage pipeline systems | [5 empty] | Pr_25_30_86_83 Speed restriction ramps
|  |  |  | Ss_50_30_08_85 Surface water below-ground drainage pipeline systems | [5 empty] | Pr_25_30_86_88 Timber vehicle stops
|  |  |  | Ss_50_30_10 Below ground pumped drainage systems | [5 empty] | Pr_25_30_86_90 Traffic calming speed cushions
|  |  |  | Ss_50_30_10_06 Below-ground private packaged pumping station and pressure pipeline drainage systems | [5 empty] | Pr_25_30_86_91 Traffic islands
|  |  |  | Ss_50_30_45 Land drainage systems | [5 empty] | Pr_25_30_90 Treads and landing units
|  |  |  | Ss_50_30_45_08 Blanket drain land drainage systems | [5 empty] | Pr_25_30_90_10 Carbon steel stair treads
|  |  |  | Ss_50_30_45_20 Culvert land drainage systems | [5 empty] | Pr_25_30_90_11 Concrete glazed stair treads
|  |  |  | Ss_50_30_45_30 Filter drain land drainage systems | [5 empty] | Pr_25_30_90_12 Concrete glazed stair landing panels
|  |  |  | Ss_50_30_45_32 Fin drain piped land drainage systems | [5 empty] | Pr_25_30_90_13 Concrete helical stair flight units
|  |  |  | Ss_50_30_45_53 Mole or subsoiling drain land drainage systems | [5 empty] | Pr_25_30_90_14 Concrete spiral stair flight units
|  |  |  | Ss_50_30_45_55 Narrow slot fin drain land drainage systems | [5 empty] | Pr_25_30_90_15 Concrete stair flight and landing units
|  |  |  | Ss_50_30_45_75 Slitting or grooving land drainage systems | [5 empty] | Pr_25_30_90_16 Concrete stair flight units
|  |  |  | Ss_50_30_45_85 Subsoil drainage pipe drain systems | [5 empty] | Pr_25_30_90_17 Concrete stair landing units
|  |  |  | Ss_50_30_45_90 Trenchless drain land drainage systems | [5 empty] | Pr_25_30_90_18 Concrete step units
|  |  |  | Ss_50_35 Utility surface and waste water drainage collection systems | [5 empty] | Pr_25_30_90_33 Glass stair treads
|  |  |  | Ss_50_35_65 Pressure relief drainage systems | [5 empty] | Pr_25_30_90_36 Hardwood stair treads
|  |  |  | Ss_50_35_65_08 Blanket drain pressure relief systems | [5 empty] | Pr_25_30_90_63 Plastics stair treads
|  |  |  | Ss_50_35_65_30 Filter drain pressure relief systems | [5 empty] | Pr_25_30_90_81 Softwood stair treads
|  |  |  | Ss_50_35_65_35 Geocomposite sheet fin drain pressure relief systems | [5 empty] | Pr_25_30_90_83 Stainless steel stair treads
|  |  |  | Ss_50_35_80 Storm water gravity drainage systems | [5 empty] | Pr_25_30_90_84 Stone stair treads
|  |  |  | Ss_50_35_80_10 Bifurcation storm water overflow systems | [5 empty] | Pr_25_30_90_85 Stone step units
|  |  |  | Ss_50_35_80_72 Rigid attenuation or storage tank for stormwater flood attenuation systems | [5 empty] | Pr_25_31 Formless skin products
|  |  |  | Ss_50_35_82 Surface and waste water gravity drainage systems | [5 empty] | Pr_25_31_28 Expanding foams
|  |  |  | Ss_50_35_82_41 Inlet drainage systems | [5 empty] | Pr_25_31_28_65 Polyisocyanurate (PIR) foam insulation
|  |  |  | Ss_50_35_82_59 Outlet drainage systems | [5 empty] | Pr_25_31_28_66 Polyurethane (PUR) injected foam insulation
|  |  |  | Ss_50_35_82_73 Road drainage systems | [5 empty] | Pr_25_31_28_67 Polyurethane (PUR) foam insulation
|  |  |  | Ss_50_35_85 Surface and waste water pumped drainage systems | [5 empty] | Pr_25_31_28_93 Urea-formaldehyde foam (UFF) insulation
|  |  |  | Ss_50_40 Solid waste collection and distribution systems | [5 empty] | Pr_25_31_28_94 Vermin and insect-proof expanding foams
|  |  |  | Ss_50_50 Gas waste storage, treatment and disposal systems | [5 empty] | Pr_25_31_48 Loose insulation
|  |  |  | Ss_50_50_45 Landfill gas disposal systems | [5 empty] | Pr_25_31_48_12 Cellulose fibre loose insulation
|  |  |  | Ss_50_50_95 Waste gas treatment and disposal systems | [5 empty] | Pr_25_31_48_27 Expanded cork loose insulation
|  |  |  | Ss_50_60 Non-aqueous liquid waste storage, treatment and disposal systems | [5 empty] | Pr_25_31_48_28 Expanded polystyrene (EPS) bead insulation
|  |  |  | Ss_50_60_45 Landfill liquid disposal systems | [5 empty] | Pr_25_31_48_34 Granular mineral wool insulation
|  |  |  | Ss_50_60_90 Waste liquid fuel storage and treatment systems | [5 empty] | Pr_25_31_48_61 Perlite loose insulation
|  |  |  | Ss_50_60_95 Waste process liquid storage and treatment systems | [5 empty] | Pr_25_31_48_66 Polyurethane (PUR) foam chip insulation
|  |  |  | Ss_50_70 Water waste (drainage) storage, treatment and disposal systems | [5 empty] | Pr_25_31_48_71 Recycled paper loose insulation
|  |  |  | Ss_50_70_05 Below-ground private drainage disposal systems | [5 empty] | Pr_25_31_48_76 Sea grass loose insulation
|  |  |  | Ss_50_70_05_20 Below-ground waste water drainage field systems | [5 empty] | Pr_25_31_48_94 Vermiculite loose insulation
|  |  |  | Ss_50_70_05_22 Below-ground drainage packaged grease trap systems | [5 empty] | Pr_25_57 Non-rigid sheet, mat and strip skin products
|  |  |  | Ss_50_70_05_23 Below-ground drainage private packaged septic tank systems | [5 empty] | Pr_25_57_06 Batt and quilt products
|  |  |  | Ss_50_70_05_24 Below-ground drainage private packaged sewage treatment systems | [5 empty] | Pr_25_57_06_02 Aerogel blanket insulation
|  |  |  | Ss_50_70_05_25 Below-ground drainage private packaged storage tank systems | [5 empty] | Pr_25_57_06_15 Cotton fibre batt insulation
|  |  |  | Ss_50_70_05_79 Below-ground drainage concrete soakaway systems | [5 empty] | Pr_25_57_06_28 Felt backing insulation
|  |  |  | Ss_50_70_05_80 Below-ground drainage granular fill soakaway systems | [5 empty] | Pr_25_57_06_30 Flexible glass wool mat insulation
|  |  |  | Ss_50_70_05_81 Below-ground drainage modular plastics attenuation or storage tank systems | [5 empty] | Pr_25_57_06_31 Flexible rock wool mat insulation
|  |  |  | Ss_50_70_05_82 Below-ground drainage modular plastics soakaway systems | [5 empty] | Pr_25_57_06_32 Formed recycled paper insulation
|  |  |  | Ss_50_70_05_83 Below-ground drainage packaged oil and petrol interceptor systems | [5 empty] | Pr_25_57_06_34 Glass fibre insulation
|  |  |  | Ss_50_70_05_84 Below-ground drainage packaged silt trap systems | [5 empty] | Pr_25_57_06_37 Hemp fibre insulation
|  |  |  | Ss_50_70_05_85 Below-ground drainage rigid attenuation or storage tank systems | [5 empty] | Pr_25_57_06_47 Lift car protective quilts
|  |  |  | Ss_50_70_05_86 Below-ground drainage wet well systems | [5 empty] | Pr_25_57_06_50 Mineral fibre slab insulation
|  |  |  | Ss_50_70_05_95 Below-ground drainage outfall systems | [5 empty] | Pr_25_57_06_51 Mineral wool fibre insulation
|  |  |  | Ss_50_70_24 Drainage disposal systems | [5 empty] | Pr_25_57_06_52 Mineral wool flexible insulation
|  |  |  | Ss_50_70_24_80 Soakaway borehole systems | [5 empty] | Pr_25_57_06_53 Mineral wool insulation
|  |  |  | Ss_50_70_60 Private drainage treatment systems | [5 empty] | Pr_25_57_06_54 Mineral wool resilient layer sound insulation
|  |  |  | Ss_50_70_60_70 Radioactive wastewater treatment systems | [5 empty] | Pr_25_57_06_55 Mineral wool resilient strip sound insulation
|  |  |  | Ss_50_70_83 Surface water tank systems | [5 empty] | Pr_25_57_06_56 Mineral wool slab insulation
|  |  |  | Ss_50_70_85 Sustainable drainage systems (SuDS) | [5 empty] | Pr_25_57_06_57 Multifoil blanket insulation
|  |  |  | Ss_50_70_85_00 SuDS management train systems | [5 empty] | Pr_25_57_06_70 Reflective foil insulation
|  |  |  | Ss_50_70_85_06 Below ground surface water storage tank systems | [5 empty] | Pr_25_57_06_71 Resilient layer insulation
|  |  |  | Ss_50_70_85_08 Bioretention area systems | [5 empty] | Pr_25_57_06_76 Sheep wool insulation
|  |  |  | Ss_50_70_85_15 Conveyance swale systems | [5 empty] | Pr_25_57_06_94 Vacuum insulated panels
|  |  |  | Ss_50_70_85_21 Detention basin systems | [5 empty] | Pr_25_57_06_97 Wood fibre batt insulation
|  |  |  | Ss_50_70_85_24 Dry swale systems | [5 empty] | Pr_25_57_08 Bitumen-based membranes, sheets and fabrics
|  |  |  | Ss_50_70_85_30 Filter strip systems | [5 empty] | Pr_25_57_08_08 Bitumen sheets
|  |  |  | Ss_50_70_85_31 Filter drain systems | [5 empty] | Pr_25_57_08_58 Pitch polymer membranes
|  |  |  | Ss_50_70_85_32 Filtration treatment and separation systems | [5 empty] | Pr_25_57_08_71 Reinforced bitumen membrane perforated underlays
|  |  |  | Ss_50_70_85_33 Geocellular attenuation tank systems | [5 empty] | Pr_25_57_08_75 Reinforced bitumen roofing sheets
|  |  |  | Ss_50_70_85_34 Geocellular soakaway systems | [5 empty] | Pr_25_57_10 Building papers and vapour permeable sheets
|  |  |  | Ss_50_70_85_35 Granular fill soakaway systems | [5 empty] | Pr_25_57_10_04 Aluminium foil/ kraft paper laminates
|  |  |  | Ss_50_70_85_41 Infiltration basin systems | [5 empty] | Pr_25_57_10_08 Bitumen bonded kraft papers
|  |  |  | Ss_50_70_85_42 Infiltration trench systems | [5 empty] | Pr_25_57_10_09 Building papers
|  |  |  | Ss_50_70_85_58 Open channel conveyance systems | [5 empty] | Pr_25_57_10_12 Cellulose based building papers
|  |  |  | Ss_50_70_85_61 Pervious pavement systems | [5 empty] | Pr_25_57_10_37 High density polyethylene (PE-HD) vapour permeable sheets
|  |  |  | Ss_50_70_85_64 Pond systems | [5 empty] | Pr_25_57_10_45 Kraft papers
|  |  |  | Ss_50_70_85_66 Precast concrete soakaway systems | [5 empty] | Pr_25_57_10_47 Low density polyethylene (PE-LD) vapour permeable sheets
|  |  |  | Ss_50_70_85_70 Rainwater harvesting systems | [5 empty] | Pr_25_57_10_62 Polyethylene coated kraft papers
|  |  |  | Ss_50_70_85_75 Sand filter bed systems | [5 empty] | Pr_25_57_10_64 Polyolefin vapour permeable sheets
|  |  |  | Ss_50_70_85_76 Sand filter bed surface systems | [5 empty] | Pr_25_57_10_66 Polypropylene vapour permeable sheets
|  |  |  | Ss_50_70_85_85 Swale systems | [5 empty] | Pr_25_57_10_68 Polypropylene and polyethylene laminate vapour permeable sheets
|  |  |  | Ss_50_70_85_96 Water butt systems | [5 empty] | Pr_25_57_10_94 Vapour permeable sheets
|  |  |  | Ss_50_70_85_97 Wet swale systems | [5 empty] | Pr_25_57_21 Damp proof courses and cavity trays
|  |  |  | Ss_50_70_85_98 Wetland drainage systems | [5 empty] | Pr_25_57_21_02 Aluminium damp proof courses and cavity trays
|  |  |  | Ss_50_75 Wastewater storage, treatment and disposal systems | [5 empty] | Pr_25_57_21_06 Bitumen-based damp proof courses and cavity trays
|  |  |  | Ss_50_75_01 Aeration systems | [5 empty] | Pr_25_57_21_08 Bitumen polymer damp proof courses and cavity trays
|  |  |  | Ss_50_75_01_22 Diffused aeration systems | [5 empty] | Pr_25_57_21_11 Carbon steel damp proof courses and cavity trays
|  |  |  | Ss_50_75_01_44 Jet aeration systems | [5 empty] | Pr_25_57_21_12 Cavity closer and damp proof course supports
|  |  |  | Ss_50_75_01_51 Mechanical aeration systems | [5 empty] | Pr_25_57_21_13 Clay brick damp proof courses
|  |  |  | Ss_50_75_01_90 Tray cascade aeration systems | [5 empty] | Pr_25_57_21_14 Cold-applied roofing membrane adhesive damp proof course joint sealers
|  |  |  | Ss_50_75_20 Decanting systems | [5 empty] | Pr_25_57_21_16 Coping or capping damp proof courses
|  |  |  | Ss_50_75_20_96 Wastewater decanting systems | [5 empty] | Pr_25_57_21_18 Copper damp proof courses and cavity trays
|  |  |  | Ss_50_75_21 Desludging and sludge handling systems | [5 empty] | Pr_25_57_21_27 Ethylene propylene (EP) damp proof courses and cavity trays
|  |  |  | Ss_50_75_21_20 Desludging systems | [5 empty] | Pr_25_57_21_33 Gas resistant preformed cavity trays
|  |  |  | Ss_50_75_21_75 Settlement tank gravity desludging systems | [5 empty] | Pr_25_57_21_34 Gas resistant preformed cavity trays and cloaks
|  |  |  | Ss_50_75_21_80 Sludge handling and treatment systems | [5 empty] | Pr_25_57_21_35 Gas-resistant damp proof courses
|  |  |  | Ss_50_75_34 Grit treatment and removal systems | [5 empty] | Pr_25_57_21_36 Granite damp proof courses
|  |  |  | Ss_50_75_34_16 Crossflow grit removal systems | [5 empty] | Pr_25_57_21_42 Insertion cavity trays
|  |  |  | Ss_50_75_34_60 Package grit treatment and removal systems | [5 empty] | Pr_25_57_21_43 Insulated damp proof courses
|  |  |  | Ss_50_75_34_94 Vortex grit removal systems | [5 empty] | Pr_25_57_21_44 Joist seals
|  |  |  | Ss_50_75_41 Inlet works systems | [5 empty] | Pr_25_57_21_48 Lead damp proof courses and cavity trays
|  |  |  | Ss_50_75_41_15 Concrete inlet works systems | [5 empty] | Pr_25_57_21_50 Mastic asphalt (MA) damp proof courses
|  |  |  | Ss_50_75_41_60 Package inlet works systems | [5 empty] | Pr_25_57_21_61 Pitch polymer damp proof courses and cavity trays
|  |  |  | Ss_50_75_41_66 Prefabricated inlet works systems | [5 empty] | Pr_25_57_21_63 Polyethylene (PE) damp proof courses and cavity trays
|  |  |  | Ss_50_75_58 Odour control systems | [5 empty] | Pr_25_57_21_64 Polypropylene (PP) damp proof courses and cavity trays
|  |  |  | Ss_50_75_58_07 Bio-filtration systems | [5 empty] | Pr_25_57_21_65 Polymeric damp proof courses
|  |  |  | Ss_50_75_58_08 Bio-scrubber systems | [5 empty] | Pr_25_57_21_66 Preformed cavity trays
|  |  |  | Ss_50_75_58_11 Catalytic iron filter systems | [5 empty] | Pr_25_57_21_67 Preformed cavity trays and cloaks
|  |  |  | Ss_50_75_58_23 Dry installation systems | [5 empty] | Pr_25_57_21_68 Preformed damp proof courses
|  |  |  | Ss_50_75_58_96 Wet scrubber systems | [5 empty] | Pr_25_57_21_72 Rising damp remedial units
|  |  |  | Ss_50_75_67 Primary sewage treatment and final settlement systems | [5 empty] | Pr_25_57_21_80 Slate damp proof courses
|  |  |  | Ss_50_75_67_38 Horizontal flow tank systems | [5 empty] | Pr_25_57_21_99 Zinc damp proof courses
|  |  |  | Ss_50_75_67_46 Lamella tank systems | [5 empty] | Pr_25_57_51 Membranes, liners, flexible sheets and fabrics
|  |  |  | Ss_50_75_67_70 Radial flow tank systems | [5 empty] | Pr_25_57_51_02 Acrylonitrile butadiene styrene (ABS) studded membranes
|  |  |  | Ss_50_75_75 Scum removal systems | [5 empty] | Pr_25_57_51_10 Butyl rubber (polyisobutylene isoprene (IIR)) geomembranes
|  |  |  | Ss_50_75_75_96 Wastewater scum removal systems | [5 empty] | Pr_25_57_51_11 Carborundum slip-resistant paper
|  |  |  | Ss_50_75_77 Secondary sewage treatment systems | [5 empty] | Pr_25_57_51_13 Chlorinated polyethylene (PE-C) geomembranes
|  |  |  | Ss_50_75_77_01 Activated sludge aeration tank systems | [5 empty] | Pr_25_57_51_14 Chlorosulfonated polyethylene (PE-CS) geomembranes
|  |  |  | Ss_50_75_77_07 Biological filter tank systems | [5 empty] | Pr_25_57_51_16 Coated polyester fabrics
|  |  |  | Ss_50_75_92 Wastewater chemical dosing systems | [5 empty] | Pr_25_57_51_27 Ethylene propylene diene monomer (EPDM) geomembranes
|  |  |  | Ss_50_75_92_13 Chemical dosing systems | [5 empty] | Pr_25_57_51_30 Flexible pond liners
|  |  |  | Ss_50_75_93 Wastewater filtration systems | [5 empty] | Pr_25_57_51_31 Flexible polyolefin (FPO) polymeric membranes
|  |  |  | Ss_50_75_93_02 Aggregate filtration systems | [5 empty] | Pr_25_57_51_33 Glass fibre fleeces
|  |  |  | Ss_50_75_93_07 Biological percolating filter tiling systems | [5 empty] | Pr_25_57_51_35 Glass-reinforced plastics (GRP) sheet liners
|  |  |  | Ss_50_75_93_52 Membrane filtration systems | [5 empty] | Pr_25_57_51_36 High-density polyethylene (PE-HD) studded sheets
|  |  |  | Ss_50_75_94 Wastewater screenings handling systems | [5 empty] | Pr_25_57_51_38 High impact polystyrene (HIPS) studded sheets
|  |  |  | Ss_50_75_94_16 Combined screenings capture and handling systems | [5 empty] | Pr_25_57_51_42 Integrated flexible photovoltaic (PV) module membranes
|  |  |  | Ss_50_75_94_56 Non-powered screening systems | [5 empty] | Pr_25_57_51_51 Membrane walkways
|  |  |  | Ss_50_75_94_64 Powered screenings capture and handling systems | [5 empty] | Pr_25_57_51_52 Metallized plastics window films
|  |  |  | Ss_50_75_95 Wastewater supply systems | [5 empty] | Pr_25_57_51_54 Modified acrylic fabric
|  |  |  | Ss_50_75_95_67 Pumped wastewater supply systems | [5 empty] | Pr_25_57_51_60 Plastics window films
|  |  |  | Ss_50_75_98 Wastewater tank systems | [5 empty] | Pr_25_57_51_61 Plastics preformed liners
|  |  |  | Ss_50_75_98_96 Wastewater tank flushing systems | [5 empty] | Pr_25_57_51_66 Polymeric membranes
|  |  |  | Ss_50_80 Solid waste storage, treatment and disposal systems | [5 empty] | Pr_25_57_51_67 Polymeric membrane collars
|  |  |  | Ss_50_80_40 Incinerator systems | [5 empty] | Pr_25_57_51_68 Polypropylene (PP) studded sheets
|  |  |  | Ss_50_80_80 Solid waste compacting systems | [5 empty] | Pr_25_57_51_70 Polyvinyl chloride geomembranes
|  |  |  | Ss_50_80_80_96 Waste compactor systems | [5 empty] | Pr_25_57_51_74 Rubber studded sheets
|  |  |  | Ss_50_80_82 Solid waste sorting systems | [5 empty] | Pr_25_57_51_79 Slip-resistant sheets and strips
|  |  |  | Ss_50_80_96 Weighbridge systems | [5 empty] | Pr_25_57_51_88 Thermoplastic polyolefin elastomer (TPE) polymeric membranes
|  |  |  | Ss_50_80_96_00 Above ground weighbridge systems | [5 empty] | Pr_25_57_51_95 Vinyl ethylene terpolymer (VET) polymeric membranes
|  |  |  | Ss_50_80_96_63 Pit weighbridge systems | [5 empty] | Pr_25_57_53 Moisture retention sheets
|  |  |  | Ss_50_95 Temporary disposal systems | [5 empty] | Pr_25_57_53_30 Foamed aminoplastic resin moisture retention mats
|  |  |  | Ss_55 Piped supply systems | [5 empty] | Pr_25_57_53_50 Mineral wool water retention geotextiles
|  |  |  | Ss_55_05 Gas extraction, treatment and storage systems | [5 empty] | Pr_25_57_53_62 Polyacrylonitrile (PAN) water retention geotextiles
|  |  |  | Ss_55_05_30 Gas extraction systems | [5 empty] | Pr_25_57_53_63 Polyamide water retention geotextiles
|  |  |  | Ss_55_05_75 Gas storage tank systems | [5 empty] | Pr_25_57_53_65 Polypropylene water retention geotextiles
|  |  |  | Ss_55_05_85 Gas treatment systems | [5 empty] | Pr_25_57_56 Netting and non-reinforcement mesh
|  |  |  | Ss_55_05_95 Gas well systems | [5 empty] | Pr_25_57_56_07 Bird deterrent nets
|  |  |  | Ss_55_10 Liquid fuel extraction, treatment and storage systems | [5 empty] | Pr_25_57_56_14 Cleft chestnut palisade rolls
|  |  |  | Ss_55_10_70 Liquid fuel extraction systems | [5 empty] | Pr_25_57_56_15 Continuous chain link metal mesh
|  |  |  | Ss_55_10_75 Liquid fuel storage tank systems | [5 empty] | Pr_25_57_56_16 Coarse woven plastics mesh
|  |  |  | Ss_55_10_85 Liquid fuel treatment systems | [5 empty] | Pr_25_57_56_27 Expanded metal mesh
|  |  |  | Ss_55_10_95 Liquid fuel well systems | [5 empty] | Pr_25_57_56_28 Extruded plastics mesh
|  |  |  | Ss_55_15 Water extraction, treatment and storage systems | [5 empty] | Pr_25_57_56_29 Fine woven plastics mesh
|  |  |  | Ss_55_15_65 Potable water storage tank systems | [5 empty] | Pr_25_57_56_34 Glass fibre mesh
|  |  |  | Ss_55_15_65_15 Concrete potable water storage systems | [5 empty] | Pr_25_57_56_52 Metallic nets
|  |  |  | Ss_55_15_65_65 Plastics potable water storage systems | [5 empty] | Pr_25_57_56_56 Natural nets
|  |  |  | Ss_55_15_65_72 Reinforced concrete potable water storage systems | [5 empty] | Pr_25_57_56_61 Perforated metal mesh
|  |  |  | Ss_55_15_65_84 Steel framed potable water storage systems | [5 empty] | Pr_25_57_56_64 Plastics nets
|  |  |  | Ss_55_15_70 Water reservoir systems | [5 empty] | Pr_25_57_56_85 Spun-bonded plastics mesh
|  |  |  | Ss_55_15_72 Water extraction and monitoring systems | [5 empty] | Pr_25_57_56_95 Welded metal mesh
|  |  |  | Ss_55_15_72_20 Water extraction borehole systems | [5 empty] | Pr_25_57_56_96 Wire netting
|  |  |  | Ss_55_15_72_50 Water monitoring borehole systems | [5 empty] | Pr_25_57_56_97 Woven metal mesh
|  |  |  | Ss_55_15_85 Water treatment and purification systems | [5 empty] | Pr_25_57_61 Plant-fibre based membranes, liners, flexible sheet and fabrics
|  |  |  | Ss_55_15_85_08 Biological aerated flooded filter systems | [5 empty] | Pr_25_57_61_15 Coir geotextiles
|  |  |  | Ss_55_15_85_23 Dissolved air flotation systems | [5 empty] | Pr_25_57_61_29 Flax geotextiles
|  |  |  | Ss_55_15_85_46 Lamella plate systems | [5 empty] | Pr_25_57_61_37 Hemp geotextiles
|  |  |  | Ss_55_15_85_75 Sandfilter systems | [5 empty] | Pr_25_57_61_44 Jute geotextiles
|  |  |  | Ss_55_15_85_85 Submerged aerated filter systems | [5 empty] | Pr_25_57_61_59 Plant and natural fibre linings
|  |  |  | Ss_55_15_95 Wet well systems | [5 empty] | Pr_25_57_61_60 Paper pulp linings
|  |  |  | Ss_55_15_95_64 Piled wet well systems | [5 empty] | Pr_25_57_61_79 Sisal membranes
|  |  |  | Ss_55_15_95_72 Reinforced concrete wet well systems | [5 empty] | Pr_25_57_61_80 Sisal jute mix membranes
|  |  |  | Ss_55_20 Gas distribution and supply systems | [5 empty] | Pr_25_57_61_95 Wood fibre membranes
|  |  |  | Ss_55_20_15 Compressed air supply systems | [5 empty] | Pr_25_57_61_97 Wool membranes
|  |  |  | Ss_55_20_15_42 Industrial compressed air supply systems | [5 empty] | Pr_25_57_61_98 Wool felt membranes
|  |  |  | Ss_55_20_15_46 Laboratory compressed air supply systems | [5 empty] | Pr_25_57_65 Plastics membranes
|  |  |  | Ss_55_20_15_51 Medical compressed air supply systems | [5 empty] | Pr_25_57_65_37 High density polyethylene (PE-HD) sheets
|  |  |  | Ss_55_20_33 Gas distribution network systems | [5 empty] | Pr_25_57_65_47 Low density polyethylene (PE-LD) sheets
|  |  |  | Ss_55_20_33_56 Natural gas distribution network systems | [5 empty] | Pr_25_57_65_60 Plastics sheets
|  |  |  | Ss_55_20_34 Gas supply systems | [5 empty] | Pr_25_57_65_62 Polyester sheets
|  |  |  | Ss_55_20_34_05 Biogas supply systems | [5 empty] | Pr_25_57_65_63 Polyethylene sheets
|  |  |  | Ss_55_20_34_46 Liquefied petroleum gas (LPG) supply systems | [5 empty] | Pr_25_57_65_65 Polypropylene sheets
|  |  |  | Ss_55_20_34_57 Natural gas supply systems | [5 empty] | Pr_25_57_65_66 Polypropylene and polyethylene laminate sheets
|  |  |  | Ss_55_20_34_95 Welding gas supply systems | [5 empty] | Pr_25_57_65_67 Polytetrafluorethylene (PTFE) sheets
|  |  |  | Ss_55_20_40 Inert gas supply systems | [5 empty] | Pr_25_57_65_70 Polyvinylidene fluoride (PVDF) sheets
|  |  |  | Ss_55_20_45 Laboratory gas supply systems | [5 empty] | Pr_25_57_65_92 Unplasticized polyvinyl chloride (PVC-U) sheets
|  |  |  | Ss_55_20_45_05 Laboratory argon supply systems | [5 empty] | Pr_25_57_85 Synthetic filter fabrics
|  |  |  | Ss_55_20_45_36 Laboratory helium supply systems | [5 empty] | Pr_25_57_85_10 Capillary fleece
|  |  |  | Ss_55_20_45_39 Laboratory hydrogen supply systems | [5 empty] | Pr_25_57_85_62 Polyester fibre fleece
|  |  |  | Ss_55_20_45_56 Laboratory nitrogen supply systems | [5 empty] | Pr_25_57_85_64 Polyester filter geotextiles
|  |  |  | Ss_55_20_45_59 Laboratory oxygen supply systems | [5 empty] | Pr_25_57_85_66 Polyethylene filter geotextiles
|  |  |  | Ss_55_20_51 Medical gas supply systems | [5 empty] | Pr_25_57_85_68 Polypropylene filter geotextiles
|  |  |  | Ss_55_20_51_03 Medical anaesthetic gas scavenging systems | [5 empty] | Pr_25_57_85_70 Polyvinylidene fluoride (PVDF) hydrophobic geotextiles
|  |  |  | Ss_55_20_51_27 Medical entonox supply systems | [5 empty] | Pr_25_57_90 Tensile, stretch and suspended fabrics
|  |  |  | Ss_55_20_51_36 Medical helium/ oxygen mixture supply systems | [5 empty] | Pr_25_57_90_03 Aramid tensile fabrics
|  |  |  | Ss_55_20_51_56 Medical nitrous oxide supply systems | [5 empty] | Pr_25_57_90_15 Cotton canvas tensile fabrics
|  |  |  | Ss_55_20_51_57 Medical nitrous oxide/ oxygen mixture supply systems | [5 empty] | Pr_25_57_90_29 Fabrics for tensile applications
|  |  |  | Ss_55_20_51_59 Medical oxygen supply systems | [5 empty] | Pr_25_57_90_34 Glass fibre tensile fabrics
|  |  |  | Ss_55_20_60 Process gas systems | [5 empty] | Pr_25_57_90_63 Polyester tensile fabrics
|  |  |  | Ss_55_20_60_33 Gas vaporizing systems | [5 empty] | Pr_25_57_90_67 Polytetrafluoroethylene (PTFE) tensile fabrics
|  |  |  | Ss_55_20_85 Specialist and high purity gas supply systems | [5 empty] | Pr_25_57_90_69 Polyurethane coated polyester stretch fabric membranes
|  |  |  | Ss_55_20_94 Vacuum supply systems | [5 empty] | Pr_25_57_90_71 Polyvinyl chloride (PVC) stretch fabric membranes
|  |  |  | Ss_55_20_94_51 Medical vacuum supply systems | [5 empty] | Pr_25_57_90_75 Sailcloth
|  |  |  | Ss_55_30 Fire extinguishing systems | [5 empty] | Pr_25_57_90_81 Solar glass weave tensile fabrics
|  |  |  | Ss_55_30_35 Gaseous and foam fire extinguishing systems | [5 empty] | Pr_25_57_90_84 Stretch fabric membranes
|  |  |  | Ss_55_30_35_10 Carbon dioxide fire extinguishing systems | [5 empty] | Pr_25_57_90_85 Suspended fabric panels
|  |  |  | Ss_55_30_35_31 Foam fire extinguishing systems | [5 empty] | Pr_25_71 Rigid board, panel and sheet products
|  |  |  | Ss_55_30_35_35 Halocarbon gas total flooding fire extinguishing systems | [5 empty] | Pr_25_71_14 Cladding and lining panels (lightweight cladding and roofing panels)
|  |  |  | Ss_55_30_35_40 Inert gas total flooding fire extinguishing systems | [5 empty] | Pr_25_71_14_01 Aggregate-faced glass reinforced plastics (GRP) panels
|  |  |  | Ss_55_30_65 Portable fire extinguishing systems | [5 empty] | Pr_25_71_14_02 Aluminium cassette panels
|  |  |  | Ss_55_30_65_30 Fire blanket systems | [5 empty] | Pr_25_71_14_04 Aluminium insulating sandwich panels
|  |  |  | Ss_55_30_65_35 Fire bucket systems | [5 empty] | Pr_25_71_14_05 Aluminium composite material (ACM) panels
|  |  |  | Ss_55_30_65_65 Portable fire extinguisher systems | [5 empty] | Pr_25_71_14_06 Aluminium composite panels
|  |  |  | Ss_55_30_96 Water firefighting systems | [5 empty] | Pr_25_71_14_07 Aluminium external panels
|  |  |  | Ss_55_30_96_24 Dry dropper systems | [5 empty] | Pr_25_71_14_08 Aluminium infill panels
|  |  |  | Ss_55_30_96_25 Dry riser systems | [5 empty] | Pr_25_71_14_09 Aluminium internal panels
|  |  |  | Ss_55_30_96_29 Fire hose reel systems | [5 empty] | Pr_25_71_14_10 Aluminium-faced aluminium core panels
|  |  |  | Ss_55_30_96_30 Fire hydrant systems | [5 empty] | Pr_25_71_14_11 Carbon steel composite panels
|  |  |  | Ss_55_30_96_95 Water cannon firefighting systems | [5 empty] | Pr_25_71_14_12 Carbon steel external panels
|  |  |  | Ss_55_30_96_97 Wet riser systems | [5 empty] | Pr_25_71_14_13 Carbon steel infill panels
|  |  |  | Ss_55_30_98 Water fire suppression systems | [5 empty] | Pr_25_71_14_14 Carbon steel internal panels
|  |  |  | Ss_55_30_98_21 Deluge systems | [5 empty] | Pr_25_71_14_15 Ceramic panels
|  |  |  | Ss_55_30_98_23 Domestic sprinkler systems | [5 empty] | Pr_25_71_14_16 Column casings
|  |  |  | Ss_55_30_98_85 Sprinkler systems | [5 empty] | Pr_25_71_14_17 Ceramic-faced aluminium core panels
|  |  |  | Ss_55_30_98_96 Water mist systems | [5 empty] | Pr_25_71_14_18 Composite and recycled plastics sheets
|  |  |  | Ss_55_40 Steam distribution and supply systems | [5 empty] | Pr_25_71_14_19 Composite stone panels
|  |  |  | Ss_55_40_85 Steam supply and condensate systems | [5 empty] | Pr_25_71_14_20 Compressed rock fibre panels
|  |  |  | Ss_55_40_85_38 Hospital steam supply and condensate systems | [5 empty] | Pr_25_71_14_21 Copper alloy-faced aluminium core panels
|  |  |  | Ss_55_40_85_41 Industrial steam supply and condensate systems | [5 empty] | Pr_25_71_14_22 Carbon steel insulating sandwich panels
|  |  |  | Ss_55_50 Liquid fuel distribution and supply systems | [5 empty] | Pr_25_71_14_30 Fibre cement panels
|  |  |  | Ss_55_50_46 Liquid fuel distribution network systems | [5 empty] | Pr_25_71_14_31 Fireproof casings
|  |  |  | Ss_55_50_46_58 Oil distribution network systems | [5 empty] | Pr_25_71_14_33 Glass-faced aluminium core panels
|  |  |  | Ss_55_50_47 Liquid fuel supply systems | [5 empty] | Pr_25_71_14_34 Glass reinforced plastics (GRP) panels
|  |  |  | Ss_55_50_47_10 Biodiesel supply systems | [5 empty] | Pr_25_71_14_56 Natural stone panels
|  |  |  | Ss_55_50_47_12 Bioethanol supply systems | [5 empty] | Pr_25_71_14_57 Natural stone-faced aluminium core panels
|  |  |  | Ss_55_50_47_21 Diesel supply systems | [5 empty] | Pr_25_71_14_62 Plastics sheet wall claddings
|  |  |  | Ss_55_50_47_32 Fuel oil supply systems | [5 empty] | Pr_25_71_14_63 Platinum-faced aluminium core panels
|  |  |  | Ss_55_50_47_45 Kerosene/ jet fuel supply systems | [5 empty] | Pr_25_71_14_65 Pre-weathered zinc cassette panels
|  |  |  | Ss_55_50_47_46 Liquid biofuel supply systems | [5 empty] | Pr_25_71_14_81 Stainless steel-faced aluminium core panels
|  |  |  | Ss_55_50_47_61 Petrol supply systems | [5 empty] | Pr_25_71_14_82 Stainless steel cassette panels
|  |  |  | Ss_55_60 Process liquid distribution and supply systems | [5 empty] | Pr_25_71_14_83 Stainless steel composite panels
|  |  |  | Ss_55_60_45 Liquid acids and bases supply systems | [5 empty] | Pr_25_71_14_84 Stainless steel external panels
|  |  |  | Ss_55_60_47 Liquid chemicals supply systems | [5 empty] | Pr_25_71_14_85 Stainless steel infill panels
|  |  |  | Ss_55_60_50 Liquid polymer supply systems | [5 empty] | Pr_25_71_14_86 Stainless steel internal panels
|  |  |  | Ss_55_60_55 Lubrication supply systems | [5 empty] | Pr_25_71_14_87 Stainless steel insulating sandwich panels
|  |  |  | Ss_55_60_55_70 Rail lubrication supply systems | [5 empty] | Pr_25_71_14_88 Terracotta panels
|  |  |  | Ss_55_70 Water distribution and supply systems | [5 empty] | Pr_25_71_14_90 Titanium-faced aluminium core panels
|  |  |  | Ss_55_70_38 Hot and cold water supply systems | [5 empty] | Pr_25_71_14_98 Wood fibre-reinforced thermosetting resin external panels
|  |  |  | Ss_55_70_38_15 Cold water supply systems | [5 empty] | Pr_25_71_14_99 Zinc-faced aluminium core panels
|  |  |  | Ss_55_70_38_20 Direct hot water storage supply systems | [5 empty] | Pr_25_71_29 Falsework and formwork
|  |  |  | Ss_55_70_38_40 Incoming water supply systems | [5 empty] | Pr_25_71_29_04 Architectural finish permanent formwork linings
|  |  |  | Ss_55_70_38_42 Indirect hot water storage supply systems | [5 empty] | Pr_25_71_29_11 Carbon steel permanent joint formers
|  |  |  | Ss_55_70_38_45 Instantaneous hot water supply systems | [5 empty] | Pr_25_71_29_14 Collapsible (wet) board substructure formwork
|  |  |  | Ss_55_70_38_65 Pumped cold water supply systems | [5 empty] | Pr_25_71_29_15 Collapsible board substructure formwork
|  |  |  | Ss_55_70_39 Hydroelectric pressure water supply systems | [5 empty] | Pr_25_71_29_16 Compressible board substructure formwork
|  |  |  | Ss_55_70_39_10 Buried pressure pipeline systems | [5 empty] | Pr_25_71_29_17 Concrete permanent side forms
|  |  |  | Ss_55_70_42 Irrigation systems | [5 empty] | Pr_25_71_29_24 Duct formers
|  |  |  | Ss_55_70_42_20 Drip irrigation systems | [5 empty] | Pr_25_71_29_28 Expanded carbon steel mesh formwork
|  |  |  | Ss_55_70_42_50 Manual irrigation systems | [5 empty] | Pr_25_71_29_37 High density expanded polystyrene (HDPS) ventilated substructure formwork
|  |  |  | Ss_55_70_42_60 Passive irrigation systems | [5 empty] | Pr_25_71_29_56 Non-critical permanent formwork
|  |  |  | Ss_55_70_42_85 Sprinkler irrigation systems | [5 empty] | Pr_25_71_29_60 Permanent concrete composite wall panels
|  |  |  | Ss_55_70_42_87 Sub-irrigation systems | [5 empty] | Pr_25_71_29_62 Permanent insulation formwork (PIF)
|  |  |  | Ss_55_70_94 Washing systems | [5 empty] | Pr_25_71_29_64 Permanent timber formwork
|  |  |  | Ss_55_70_94_94 Wash plant systems | [5 empty] | Pr_25_71_29_72 Ribbed carbon steel mesh formwork
|  |  |  | Ss_55_70_94_96 Wheel washing systems | [5 empty] | Pr_25_71_29_76 Scaffolding and accessories
|  |  |  | Ss_55_70_95 Water distribution network systems | [5 empty] | Pr_25_71_29_86 Suspended in situ concrete construction permanent insulation formwork (PIF)
|  |  |  | Ss_55_70_95_50 Mains water distribution network systems | [5 empty] | Pr_25_71_29_88 Timber scaffold boards
|  |  |  | Ss_55_70_95_66 Private water distribution network systems | [5 empty] | Pr_25_71_33 Glass and glazing sheets and profiles
|  |  |  | Ss_55_70_96 Water feature systems | [5 empty] | Pr_25_71_33_02 Annealed glass sheets
|  |  |  | Ss_55_70_96_15 Cascade and waterfall systems | [5 empty] | Pr_25_71_33_14 Composite glass sheets
|  |  |  | Ss_55_70_96_31 Fountain and jet systems | [5 empty] | Pr_25_71_33_16 Corrugated wired glass sheets
|  |  |  | Ss_55_70_96_83 Self-contained water feature systems | [5 empty] | Pr_25_71_33_33 Glass beams
|  |  |  | Ss_55_70_96_96 Water play systems | [5 empty] | Pr_25_71_33_34 Glass fins
|  |  |  | Ss_55_70_97 Water reclamation systems | [5 empty] | Pr_25_71_33_35 Glass panels
|  |  |  | Ss_55_70_97_35 Grey water reclamation systems | [5 empty] | Pr_25_71_33_37 Heat strengthened glass sheets
|  |  |  | Ss_55_70_97_70 Rainwater reclamation systems | [5 empty] | Pr_25_71_33_42 Insulated glass units (IGUs)
|  |  |  | Ss_55_70_98 Water treatment systems | [5 empty] | Pr_25_71_33_46 Laminated glass sheets
|  |  |  | Ss_55_70_98_08 Bore water treatment systems | [5 empty] | Pr_25_71_33_47 Lead and X-ray glass sheets
|  |  |  | Ss_55_70_98_85 Swimming pool water treatment systems | [5 empty] | Pr_25_71_33_65 Plastics glazing sheets
|  |  |  | Ss_55_70_98_92 Ultrapure water treatment systems | [5 empty] | Pr_25_71_33_67 Plastics laminated glazing sheets
|  |  |  | Ss_55_70_99 Water management systems | [5 empty] | Pr_25_71_33_77 Sealed insulated glass units
|  |  |  | Ss_55_70_99_84 Stoplog systems | [5 empty] | Pr_25_71_33_84 Stained glass sheets
|  |  |  | Ss_55_90 Piped solids distribution and supply systems | [5 empty] | Pr_25_71_33_88 Thermally toughened glass sheets
|  |  |  | Ss_55_90_65 Piped granule and powder supply systems | [5 empty] | Pr_25_71_33_92 U-profiled glass channels
|  |  |  | Ss_55_95 Temporary piped supply systems | [5 empty] | Pr_25_71_33_97 Wired glass sheets
|  |  |  | Ss_60 Heating, cooling and refrigeration systems | [5 empty] | Pr_25_71_42 Infill panels
|  |  |  | Ss_60_30 Rail and paving heating systems | [5 empty] | Pr_25_71_42_12 Cement-bonded wood-wool infill panels
|  |  |  | Ss_60_30_60 Pavement heating systems | [5 empty] | Pr_25_71_42_52 Metal tray infill panels
|  |  |  | Ss_60_30_60_27 Electric pavement heating systems | [5 empty] | Pr_25_71_42_54 Mineral fibre infill panels
|  |  |  | Ss_60_30_70 Railway heating systems | [5 empty] | Pr_25_71_42_59 Open-cell infill panels
|  |  |  | Ss_60_30_70_65 Points heating systems | [5 empty] | Pr_25_71_42_60 Panel diffuser infill panels
|  |  |  | Ss_60_30_75 Runway heating systems | [5 empty] | Pr_25_71_42_63 Plastics-faced gypsum plasterboard infill panels
|  |  |  | Ss_60_30_90 Tramway heating systems | [5 empty] | Pr_25_71_42_70 Raised access floor panels
|  |  |  | Ss_60_40 Space heating and cooling systems | [5 empty] | Pr_25_71_42_71 Raised access floor panels with finish
|  |  |  | Ss_60_40_13 Climatic ceiling and beam systems | [5 empty] | Pr_25_71_42_72 Resin-bonded mineral wool infill panels
|  |  |  | Ss_60_40_13_13 Climatic beam systems | [5 empty] | Pr_25_71_42_73 Rigid urethane foam infill panels
|  |  |  | Ss_60_40_13_14 Climatic ceiling systems | [5 empty] | Pr_25_71_42_94 Veneered wood-composite infill panels
|  |  |  | Ss_60_40_15 Combined heating, cooling and power systems | [5 empty] | Pr_25_71_43 Interior linings
|  |  |  | Ss_60_40_15_40 Combined heat and power systems | [5 empty] | Pr_25_71_43_33 Glass-reinforced plastics (GRP) ceilings
|  |  |  | Ss_60_40_15_90 Combined underfloor heating and cooling systems | [5 empty] | Pr_25_71_43_34 Glass-reinforced plastics (GRP) linings
|  |  |  | Ss_60_40_17 Cooling systems | [5 empty] | Pr_25_71_43_62 Plastics linings
|  |  |  | Ss_60_40_17_12 Chilled water systems | [5 empty] | Pr_25_71_44 Joint fillers
|  |  |  | Ss_60_40_17_21 District cooling systems | [5 empty] | Pr_25_71_44_06 Bitumen-impregnated softboard joint fillers
|  |  |  | Ss_60_40_17_71 Refrigerant cooling systems | [5 empty] | Pr_25_71_44_08 Bitumen rubber expansion joint fillers
|  |  |  | Ss_60_40_17_92 Underfloor chilled water systems | [5 empty] | Pr_25_71_44_15 Cork board joint fillers
|  |  |  | Ss_60_40_17_94 Variable refrigerant flow systems | [5 empty] | Pr_25_71_44_28 Extruded polyethylene (PE) foam joint fillers
|  |  |  | Ss_60_40_17_96 Water cooling systems | [5 empty] | Pr_25_71_44_77 Sealant backer rods
|  |  |  | Ss_60_40_36 Heat pump systems | [5 empty] | Pr_25_71_50 Metal panels
|  |  |  | Ss_60_40_36_05 Air source heat pump systems | [5 empty] | Pr_25_71_50_02 Aluminium expanded mesh panels
|  |  |  | Ss_60_40_36_35 Ground source heat pump systems | [5 empty] | Pr_25_71_50_03 Aluminium vertical bar panels
|  |  |  | Ss_60_40_36_96 Water source heat pump systems | [5 empty] | Pr_25_71_50_04 Aluminium sheet panels
|  |  |  | Ss_60_40_37 Heating systems | [5 empty] | Pr_25_71_50_06 Base boards
|  |  |  | Ss_60_40_37_21 Direct gas fired heating systems | [5 empty] | Pr_25_71_50_12 Carbon steel expanded mesh panels
|  |  |  | Ss_60_40_37_22 District heating systems | [5 empty] | Pr_25_71_50_13 Carbon steel framed vertical bar and rail panels
|  |  |  | Ss_60_40_37_26 Electric heating systems | [5 empty] | Pr_25_71_50_14 Carbon steel framed vertical bar panels
|  |  |  | Ss_60_40_37_27 Electric underfloor heating systems | [5 empty] | Pr_25_71_50_15 Carbon steel framed vertical section panels
|  |  |  | Ss_60_40_37_28 Electrical resistance trace heating systems | [5 empty] | Pr_25_71_50_16 Carbon steel palisade fence panels
|  |  |  | Ss_60_40_37_48 Low temperature hot water heating systems | [5 empty] | Pr_25_71_50_17 Carbon steel panels
|  |  |  | Ss_60_40_37_51 Medium temperature hot water heating systems | [5 empty] | Pr_25_71_50_18 Carbon steel vertical section and rail panels
|  |  |  | Ss_60_40_37_81 Solar heating systems | [5 empty] | Pr_25_71_50_19 Carbon steel welded mesh panels
|  |  |  | Ss_60_40_37_85 Steam heating systems | [5 empty] | Pr_25_71_50_20 Cast iron vertical bar and rail panels
|  |  |  | Ss_60_40_37_94 Underfloor low temperature hot water heating systems | [5 empty] | Pr_25_71_50_21 Composite fence panels
|  |  |  | Ss_60_40_84 Space heating and cooling distribution network systems | [5 empty] | Pr_25_71_50_22 Composite panels
|  |  |  | Ss_60_40_84_21 District cooling distribution network systems | [5 empty] | Pr_25_71_50_23 Composite wildlife panels
|  |  |  | Ss_60_40_84_22 District heating distribution network systems | [5 empty] | Pr_25_71_50_24 Decorative metal panels
|  |  |  | Ss_60_60 Refrigeration systems | [5 empty] | Pr_25_71_50_39 Hurdles
|  |  |  | Ss_60_60_15 Cold room systems | [5 empty] | Pr_25_71_50_51 Mesh panels
|  |  |  | Ss_60_60_15_10 Catering cold room systems | [5 empty] | Pr_25_71_50_60 Palisade panels
|  |  |  | Ss_60_60_15_50 Mortuary cold room systems | [5 empty] | Pr_25_71_50_61 Panels with vertical infill
|  |  |  | Ss_60_60_17 Cold storage systems | [5 empty] | Pr_25_71_50_79 Sheet panels
|  |  |  | Ss_60_60_70 Refrigerant systems | [5 empty] | Pr_25_71_50_80 Stainless steel expanded mesh panels
|  |  |  | Ss_60_60_70_15 Refrigerant charging systems | [5 empty] | Pr_25_71_50_81 Stainless steel vertical bar panels
|  |  |  | Ss_60_60_70_70 Refrigerant recovery systems | [5 empty] | Pr_25_71_50_82 Stainless steel vertical bar and rail panels
|  |  |  | Ss_60_80 Drying systems | [5 empty] | Pr_25_71_50_83 Stainless steel sheet panels
|  |  |  | Ss_60_80_08 Bottle and can drying systems | [5 empty] | Pr_25_71_50_84 Stainless steel welded mesh panels
|  |  |  | Ss_60_95 Temporary heating, cooling and refrigeration systems | [5 empty] | Pr_25_71_50_85 Stainless steel woven mesh panels
|  |  |  | Ss_65 Ventilation and air conditioning systems | [5 empty] | Pr_25_71_50_87 Steel noise barrier panels
|  |  |  | Ss_65_40 Ventilation systems | [5 empty] | Pr_25_71_50_93 Vitreous enamel steel composite panels
|  |  |  | Ss_65_40_25 Dust extract systems | [5 empty] | Pr_25_71_50_94 Vitreous enamel steel panels
|  |  |  | Ss_65_40_32 Fume extract systems | [5 empty] | Pr_25_71_50_95 Welded steel hurdles
|  |  |  | Ss_65_40_32_32 Fume cupboard extract systems | [5 empty] | Pr_25_71_50_96 Wrought iron decorative panels
|  |  |  | Ss_65_40_32_70 Recirculatory fume cupboard systems | [5 empty] | Pr_25_71_50_97 Wrought iron vertical bar panels
|  |  |  | Ss_65_40_32_75 Safety cabinet extract systems | [5 empty] | Pr_25_71_50_98 Wrought iron vertical bar and rail panels
|  |  |  | Ss_65_40_33 General space ventilation systems | [5 empty] | Pr_25_71_51 Metal sheets and strips
|  |  |  | Ss_65_40_33_45 Kitchen extract ventilation systems | [5 empty] | Pr_25_71_51_01 Aluminium sheets, strips and plates
|  |  |  | Ss_65_40_33_48 Local extract ventilation systems | [5 empty] | Pr_25_71_51_02 Aluminium long strips
|  |  |  | Ss_65_40_33_50 Mechanical extract ventilation systems | [5 empty] | Pr_25_71_51_03 Aluminium profiled sheets
|  |  |  | Ss_65_40_33_51 Mechanical supply ventilation systems | [5 empty] | Pr_25_71_51_04 Aluminium profiled sheet decking
|  |  |  | Ss_65_40_33_52 Mechanical and whole building ventilation systems | [5 empty] | Pr_25_71_51_05 Aluminium sheets
|  |  |  | Ss_65_40_33_56 Natural ventilation systems | [5 empty] | Pr_25_71_51_06 Aluminium traditional sheets
|  |  |  | Ss_65_40_33_60 Passive stack ventilation systems | [5 empty] | Pr_25_71_51_10 Carbon steel long strips
|  |  |  | Ss_65_40_33_90 Toilet extract ventilation systems | [5 empty] | Pr_25_71_51_11 Carbon steel linings
|  |  |  | Ss_65_40_42 Industrial fume extract systems | [5 empty] | Pr_25_71_51_12 Carbon steel pressed panels
|  |  |  | Ss_65_40_42_45 Local exhaust ventilation systems | [5 empty] | Pr_25_71_51_14 Carbon steel sheet walkway reinforcement
|  |  |  | Ss_65_40_42_95 Vehicle exhaust extract systems | [5 empty] | Pr_25_71_51_15 Carbon steel sheets
|  |  |  | Ss_65_40_55 Nuclear ventilation systems | [5 empty] | Pr_25_71_51_16 Copper long strips
|  |  |  | Ss_65_40_55_22 Decontamination areas ventilation systems | [5 empty] | Pr_25_71_51_17 Copper traditional sheets
|  |  |  | Ss_65_40_80 Smoke extract and control systems | [5 empty] | Pr_25_71_51_33 Galvanized carbon steel profiled sheets
|  |  |  | Ss_65_40_80_65 Pressure differential systems | [5 empty] | Pr_25_71_51_38 Hollow-core metal sheets
|  |  |  | Ss_65_40_80_80 Smoke and heat exhaust ventilation systems | [5 empty] | Pr_25_71_51_46 Lead machine cast sheets
|  |  |  | Ss_65_40_94 Vehicular space ventilation systems | [5 empty] | Pr_25_71_51_47 Lead rolled sheets
|  |  |  | Ss_65_40_94_10 Car park extract systems | [5 empty] | Pr_25_71_51_52 Metal profiled sheets
|  |  |  | Ss_65_40_94_11 Car park supply systems | [5 empty] | Pr_25_71_51_84 Stainless steel long strips and sheets
|  |  |  | Ss_65_40_94_90 Tunnel ventilation systems | [5 empty] | Pr_25_71_51_85 Stainless steel profiled sheets
|  |  |  | Ss_65_60 Specialist ventilation systems | [5 empty] | Pr_25_71_51_86 Stainless steel sheets
|  |  |  | Ss_65_60_95 Wind tunnel systems | [5 empty] | Pr_25_71_51_87 Stainless steel traditional sheets
|  |  |  | Ss_65_80 Air conditioning systems | [5 empty] | Pr_25_71_51_88 Steel plate, sheet and strip
|  |  |  | Ss_65_80_05 Central air conditioning systems | [5 empty] | Pr_25_71_51_89 Steel profiled sheet
|  |  |  | Ss_65_80_05_10 Centralized all-air conditioning systems | [5 empty] | Pr_25_71_51_97 Zinc traditional sheets
|  |  |  | Ss_65_80_05_30 Fan coil unit air conditioning systems | [5 empty] | Pr_25_71_51_98 Zinc soft temper alloy strips
|  |  |  | Ss_65_80_05_40 Induction unit air conditioning systems | [5 empty] | Pr_25_71_51_99 Zinc standard temper alloy strips
|  |  |  | Ss_65_80_15 Controlled environment systems | [5 empty] | Pr_25_71_52 Mineral-based boards and sheets
|  |  |  | Ss_65_80_45 Local air conditioning systems | [5 empty] | Pr_25_71_52_11 Carbon-neutral gypsum plasterboards
|  |  |  | Ss_65_80_45_25 Evaporative cooling systems | [5 empty] | Pr_25_71_52_12 Carbon steel-faced plasterboard panels
|  |  |  | Ss_65_80_45_48 Local underfloor air conditioning systems | [5 empty] | Pr_25_71_52_13 Cellular glass insulation boards
|  |  |  | Ss_65_80_45_72 Room air conditioning systems | [5 empty] | Pr_25_71_52_15 Compressed mineral wool fire protection boards
|  |  |  | Ss_65_95 Temporary ventilation and air conditioning systems | [5 empty] | Pr_25_71_52_17 Compressed vermiculite fire protection boards
|  |  |  | Ss_70 Electrical systems | [5 empty] | Pr_25_71_52_21 Enhanced-strength gypsum plasterboards
|  |  |  | Ss_70_10 Electrical power generation systems | [5 empty] | Pr_25_71_52_22 Expanded perlite boards
|  |  |  | Ss_70_10_30 Fossil fuel power generation systems | [5 empty] | Pr_25_71_52_23 Fibre-reinforced calcium silicate boards
|  |  |  | Ss_70_10_30_33 Gas power generating systems | [5 empty] | Pr_25_71_52_24 Fibre-reinforced calcium silicate fire protection boards
|  |  |  | Ss_70_10_30_70 Reciprocating internal combustion engine | [5 empty] | Pr_25_71_52_25 Fibre-reinforced cement boards
|  |  |  | Ss_70_10_30_72 Reciprocating internal combustion engine driven alternating current generator systems | [5 empty] | Pr_25_71_52_26 Fibre-reinforced cement profiled sheets
|  |  |  | Ss_70_10_70 Renewable power generation systems | [5 empty] | Pr_25_71_52_27 Fibre-reinforced cement sheets
|  |  |  | Ss_70_10_70_33 Geothermal power generation systems | [5 empty] | Pr_25_71_52_28 Fibre-reinforced cement weatherboards
|  |  |  | Ss_70_10_70_35 Grid-connected photovoltaic systems | [5 empty] | Pr_25_71_52_29 Fibre-reinforced gypsum boards
|  |  |  | Ss_70_10_70_36 Hydroelectric power generation systems | [5 empty] | Pr_25_71_52_30 Fibre-reinforced gypsum floor boards
|  |  |  | Ss_70_10_70_80 Small-scale wave and tidal power generation systems | [5 empty] | Pr_25_71_52_31 Fibre-reinforced magnesium silicate boards
|  |  |  | Ss_70_10_70_82 Small-scale wind power generation systems | [5 empty] | Pr_25_71_52_32 Flexible plasterboards
|  |  |  | Ss_70_10_70_85 Stand-alone photovoltaic systems | [5 empty] | Pr_25_71_52_33 Fire-resistant gypsum plasterboards
|  |  |  | Ss_70_10_70_95 Water mill systems | [5 empty] | Pr_25_71_52_34 Gypsum baseboards
|  |  |  | Ss_70_10_70_97 Water turbine systems | [5 empty] | Pr_25_71_52_35 Gypsum core boards
|  |  |  | Ss_70_10_70_98 Wind power generating systems | [5 empty] | Pr_25_71_52_36 Gypsum planks
|  |  |  | Ss_70_30 Electricity distribution and transmission systems | [5 empty] | Pr_25_71_52_38 Gypsum plasterboards
|  |  |  | Ss_70_30_25 Protection systems | [5 empty] | Pr_25_71_52_39 Gypsum plasterboard with combined properties
|  |  |  | Ss_70_30_25_25 Earthing and bonding systems | [5 empty] | Pr_25_71_52_40 Gypsum sheathing plasterboards
|  |  |  | Ss_70_30_35 High voltage distribution and transmission systems | [5 empty] | Pr_25_71_52_41 Impact-resistant gypsum plasterboards
|  |  |  | Ss_70_30_35_30 High voltage supply systems | [5 empty] | Pr_25_71_52_42 High-density gypsum plasterboards
|  |  |  | Ss_70_30_35_35 High voltage distribution systems | [5 empty] | Pr_25_71_52_47 Linoleum composite laminate strips and boards
|  |  |  | Ss_70_30_35_40 High voltage transmission systems | [5 empty] | Pr_25_71_52_50 Magnesium oxide boards
|  |  |  | Ss_70_30_45 Low voltage systems | [5 empty] | Pr_25_71_52_52 Moisture-resistant gypsum plasterboards
|  |  |  | Ss_70_30_45_40 Low voltage supply systems | [5 empty] | Pr_25_71_52_63 Plasterboard panels
|  |  |  | Ss_70_30_45_45 Low voltage distribution systems | [5 empty] | Pr_25_71_52_80 Sound insulation gypsum plasterboards
|  |  |  | Ss_70_30_60 Overhead line traction power distribution systems | [5 empty] | Pr_25_71_52_84 Standard gypsum plasterboards
|  |  |  | Ss_70_30_60_11 Catenary overhead line systems | [5 empty] | Pr_25_71_52_88 Thermal laminate gypsum plasterboards
|  |  |  | Ss_70_30_60_89 Trolley wire overhead line systems | [5 empty] | Pr_25_71_52_94 Vapour check gypsum plasterboards
|  |  |  | Ss_70_30_80 Small power systems | [5 empty] | Pr_25_71_52_95 Vermiculite-silicate fire protection boards
|  |  |  | Ss_70_30_80_35 Hard-wired voltage small power systems | [5 empty] | Pr_25_71_52_99 X-ray resistant gypsum plasterboards
|  |  |  | Ss_70_30_80_45 Low voltage small power systems with prefabricated wiring | [5 empty] | Pr_25_71_53 Mirrors
|  |  |  | Ss_70_30_90 Conductor rail traction power distribution systems | [5 empty] | Pr_25_71_53_06 Bathroom mirrors
|  |  |  | Ss_70_30_90_15 Conductor rail electrification systems | [5 empty] | Pr_25_71_53_30 Framed glass mirrors
|  |  |  | Ss_70_30_90_90 Third rail electrification systems | [5 empty] | Pr_25_71_53_31 Framed metal mirrors
|  |  |  | Ss_70_30_94 Vehicle charging systems | [5 empty] | Pr_25_71_53_32 Framed plastics mirrors
|  |  |  | Ss_70_30_94_27 Electric vehicle charging systems | [5 empty] | Pr_25_71_53_46 Large mirrors
|  |  |  | Ss_70_80 Lighting systems | [5 empty] | Pr_25_71_53_65 Platform mirrors
|  |  |  | Ss_70_80_01 Aeronautical lighting systems | [5 empty] | Pr_25_71_53_70 Rail mirrors
|  |  |  | Ss_70_80_01_02 Approach lighting systems | [5 empty] | Pr_25_71_53_73 Road mirrors
|  |  |  | Ss_70_80_01_03 Apron lighting systems | [5 empty] | Pr_25_71_53_82 Small mirrors
|  |  |  | Ss_70_80_01_47 Lighting beacon systems | [5 empty] | Pr_25_71_53_91 Unframed glass mirrors
|  |  |  | Ss_70_80_01_65 Precision approach path indicator systems | [5 empty] | Pr_25_71_53_92 Unframed metal mirrors
|  |  |  | Ss_70_80_01_74 Runway lighting systems | [5 empty] | Pr_25_71_53_93 Unframed plastics mirrors
|  |  |  | Ss_70_80_01_87 Taxiway lighting systems | [5 empty] | Pr_25_71_57 Non-metal barrier panels
|  |  |  | Ss_70_80_25 External lighting systems | [5 empty] | Pr_25_71_57_11 Cement-bonded particleboard framed panels
|  |  |  | Ss_70_80_25_05 Amenity lighting systems | [5 empty] | Pr_25_71_57_12 Concrete base boards
|  |  |  | Ss_70_80_25_70 Roadway lighting systems | [5 empty] | Pr_25_71_57_13 Concrete parapet base panels
|  |  |  | Ss_70_80_25_90 Tunnel lighting systems | [5 empty] | Pr_25_71_57_14 Concrete base panels
|  |  |  | Ss_70_80_33 General space lighting systems | [5 empty] | Pr_25_71_57_15 Concrete fence panel tops
|  |  |  | Ss_70_80_33_12 Central battery supplied emergency lighting systems | [5 empty] | Pr_25_71_57_16 Concrete fence panels
|  |  |  | Ss_70_80_33_30 Fibre optic lighting systems | [5 empty] | Pr_25_71_57_17 Concrete containment parapet units
|  |  |  | Ss_70_80_33_33 General lighting systems with prefabricated wiring | [5 empty] | Pr_25_71_57_18 Concrete safety barrier panels
|  |  |  | Ss_70_80_33_35 Hard-wired general lighting systems | [5 empty] | Pr_25_71_57_19 Concrete noise barrier panels
|  |  |  | Ss_70_80_33_88 Theatrical/ stage lighting systems | [5 empty] | Pr_25_71_57_22 Decorative concrete fence panels
|  |  |  | Ss_70_80_33_92 Underwater lighting systems | [5 empty] | Pr_25_71_57_24 Decorative timber panels
|  |  |  | Ss_70_95 Temporary electrical systems | [5 empty] | Pr_25_71_57_34 Glass barrier panels
|  |  |  | Ss_75 Communications, security, safety, control and protection systems | [5 empty] | Pr_25_71_57_35 Glazing plastics framed panels
|  |  |  | Ss_75_10 Communications systems | [5 empty] | Pr_25_71_57_37 Hardwood base boards
|  |  |  | Ss_75_10_21 Data distribution and telecommunications systems | [5 empty] | Pr_25_71_57_38 Hardwood framed panels
|  |  |  | Ss_75_10_21_21 Data distribution systems | [5 empty] | Pr_25_71_57_39 Hardwood palisade panels
|  |  |  | Ss_75_10_21_48 Local area network (LAN) systems | [5 empty] | Pr_25_71_57_40 Hazel wattle hurdles
|  |  |  | Ss_75_10_21_88 Telecommunications systems | [5 empty] | Pr_25_71_57_44 Jet blast deflectors
|  |  |  | Ss_75_10_21_97 Wide area network (WAN) systems | [5 empty] | Pr_25_71_57_60 Partition panels
|  |  |  | Ss_75_10_46 Listening systems | [5 empty] | Pr_25_71_57_61 Partition screens
|  |  |  | Ss_75_10_46_05 Audio-frequency induction-loop systems | [5 empty] | Pr_25_71_57_62 Plastics framed panels
|  |  |  | Ss_75_10_46_42 Infrared listening systems | [5 empty] | Pr_25_71_57_63 Plastics panels
|  |  |  | Ss_75_10_68 Public communications systems | [5 empty] | Pr_25_71_57_64 Plastics panel fence tops
|  |  |  | Ss_75_10_68_02 Advertising display systems | [5 empty] | Pr_25_71_57_65 Plywood framed panels
|  |  |  | Ss_75_10_68_13 Clock systems | [5 empty] | Pr_25_71_57_66 Polymer based boards
|  |  |  | Ss_75_10_68_42 Information display systems | [5 empty] | Pr_25_71_57_67 Polymer based panels
|  |  |  | Ss_75_10_68_68 Public address systems | [5 empty] | Pr_25_71_57_73 Room divider panels
|  |  |  | Ss_75_10_68_69 Queue management systems | [5 empty] | Pr_25_71_57_80 Sliding stacking panel partitions
|  |  |  | Ss_75_10_70 Radio and television distribution systems | [5 empty] | Pr_25_71_57_81 Softwood base boards
|  |  |  | Ss_75_10_70_70 Radio distribution systems | [5 empty] | Pr_25_71_57_82 Softwood framed panels
|  |  |  | Ss_75_10_70_88 Television distribution systems | [5 empty] | Pr_25_71_57_83 Softwood palisade fence panels
|  |  |  | Ss_75_10_72 Emergency communication systems | [5 empty] | Pr_25_71_57_87 Timber base boards
|  |  |  | Ss_75_10_72_70 Radio communications systems | [5 empty] | Pr_25_71_57_88 Timber board panels
|  |  |  | Ss_75_10_72_72 Roadway emergency communication systems | [5 empty] | Pr_25_71_57_90 Timber sheet panels
|  |  |  | Ss_75_10_88 Timing and scoring systems | [5 empty] | Pr_25_71_57_97 Wattle hurdles
|  |  |  | Ss_75_10_88_05 Athletics timing and scoring systems | [5 empty] | Pr_25_71_57_98 Willow wattle hurdles
|  |  |  | Ss_75_10_88_86 Swimming pool timing and scoring systems | [5 empty] | Pr_25_71_63 Plastics-based boards and sheets
|  |  |  | Ss_75_30 Signal systems | [5 empty] | Pr_25_71_63_15 Compact or solid grade high-pressure laminate (HPL) boards
|  |  |  | Ss_75_30_35 Highway signal and control systems | [5 empty] | Pr_25_71_63_24 Drainage layer corrugated boards
|  |  |  | Ss_75_30_35_52 Motorway signal and control systems | [5 empty] | Pr_25_71_63_26 Expanded polystyrene (EPS) boards
|  |  |  | Ss_75_30_35_72 Road signal and control systems | [5 empty] | Pr_25_71_63_27 Extruded polyethylene (PE) foam boards
|  |  |  | Ss_75_30_50 Marine signal systems | [5 empty] | Pr_25_71_63_29 Extruded polystyrene (XPS) boards
|  |  |  | Ss_75_30_60 Obstacle beacon systems | [5 empty] | Pr_25_71_63_33 Glass-reinforced plastics (GRP) profiled panels
|  |  |  | Ss_75_30_70 Railway signal and control systems | [5 empty] | Pr_25_71_63_34 Glass-reinforced plastics (GRP) profiled sheets
|  |  |  | Ss_75_30_70_27 Emergency traction current discharge systems (ETCDS) | [5 empty] | Pr_25_71_63_38 Hollow-core plastics sheets
|  |  |  | Ss_75_30_70_70 Rail signal systems | [5 empty] | Pr_25_71_63_59 Phenolic foam boards
|  |  |  | Ss_75_30_90 Tramway signal systems | [5 empty] | Pr_25_71_63_60 Plastics and composite material boards
|  |  |  | Ss_75_30_97 Waterway signal systems | [5 empty] | Pr_25_71_63_61 Plastics base boards
|  |  |  | Ss_75_30_98 Wind direction indication systems | [5 empty] | Pr_25_71_63_62 Plastics composite and recycled sheets
|  |  |  | Ss_75_30_98_96 Windsock systems | [5 empty] | Pr_25_71_63_63 Plastics composite laminate strips and boards
|  |  |  | Ss_75_40 Security systems | [5 empty] | Pr_25_71_63_64 Plastics weatherboards
|  |  |  | Ss_75_40_02 Access control systems | [5 empty] | Pr_25_71_63_65 Polycarbonate profiled sheets
|  |  |  | Ss_75_40_02_05 Audio intercom systems | [5 empty] | Pr_25_71_63_66 Polyisocyanurate (PIR) foam boards
|  |  |  | Ss_75_40_02_11 Card access control systems | [5 empty] | Pr_25_71_63_67 Polyurethane (PUR) foam boards
|  |  |  | Ss_75_40_02_94 Video intercom systems | [5 empty] | Pr_25_71_63_72 Recycled plastics deck boards
|  |  |  | Ss_75_40_53 Monitoring systems | [5 empty] | Pr_25_71_63_81 Solid surface resin-based sheets
|  |  |  | Ss_75_40_53_86 Surveillance systems | [5 empty] | Pr_25_71_63_92 Unplasticized polyvinyl chloride (PVC-U) deck boards
|  |  |  | Ss_75_40_53_90 Train dispatch CCTV systems | [5 empty] | Pr_25_71_63_93 Unplasticized polyvinyl chloride (PVC-U) profiled sheets
|  |  |  | Ss_75_40_53_95 Voice recording systems | [5 empty] | Pr_25_71_94 Veneers and facings
|  |  |  | Ss_75_40_73 Security screening systems | [5 empty] | Pr_25_71_94_06 Balancing veneers
|  |  |  | Ss_75_40_73_11 Cabin baggage screening systems | [5 empty] | Pr_25_71_94_22 Decorative continuous laminates (DCL or CPL)
|  |  |  | Ss_75_40_73_60 Passenger screening systems | [5 empty] | Pr_25_71_94_29 Fabric facings
|  |  |  | Ss_75_40_75 Security detection alarm systems | [5 empty] | Pr_25_71_94_37 High-pressure decorative laminates (HPL or HPDL)
|  |  |  | Ss_75_40_75_02 Aerospace security detection and warning systems | [5 empty] | Pr_25_71_94_46 Leather facings
|  |  |  | Ss_75_40_75_40 Intruder detection and alarm systems | [5 empty] | Pr_25_71_94_51 Melamine veneer facings
|  |  |  | Ss_75_40_75_50 Marine and waterway security detection and warning systems | [5 empty] | Pr_25_71_94_52 Metal sheet facings
|  |  |  | Ss_75_50 Safety and protection systems | [5 empty] | Pr_25_71_94_94 Veneer edgings and lippings
|  |  |  | Ss_75_50_11 Call and alarm systems | [5 empty] | Pr_25_71_94_95 Vinyl sheet facings
|  |  |  | Ss_75_50_11_05 Assistance call systems | [5 empty] | Pr_25_71_94_98 Wood veneers
|  |  |  | Ss_75_50_11_27 Emergency voice communication systems | [5 empty] | Pr_25_71_97 Wood-based boards
|  |  |  | Ss_75_50_11_57 Nurse call systems | [5 empty] | Pr_25_71_97_05 Bitumen-impregnated fibreboards
|  |  |  | Ss_75_50_11_95 Voice alarm systems | [5 empty] | Pr_25_71_97_07 Bitumen-impregnated softboards
|  |  |  | Ss_75_50_15 Cathodic protection systems | [5 empty] | Pr_25_71_97_08 Blockboard core plywoods
|  |  |  | Ss_75_50_15_02 Adhesive backed zinc sheet anode systems | [5 empty] | Pr_25_71_97_12 Cement-bonded particleboards
|  |  |  | Ss_75_50_15_09 Buried galvanic anode systems | [5 empty] | Pr_25_71_97_16 Corkboards
|  |  |  | Ss_75_50_15_10 Buried impressed current anode systems | [5 empty] | Pr_25_71_97_17 Cork composite laminate strips and boards
|  |  |  | Ss_75_50_15_27 Embedded impressed current anode systems | [5 empty] | Pr_25_71_97_21 Decorative laminated papers
|  |  |  | Ss_75_50_15_28 Embedded zinc anode systems | [5 empty] | Pr_25_71_97_22 Decorative laminated plastics sheet veneered panels
|  |  |  | Ss_75_50_15_41 Immersed galvanic anode systems | [5 empty] | Pr_25_71_97_30 Fire-retardant plywoods
|  |  |  | Ss_75_50_15_42 Immersed impressed current anode systems | [5 empty] | Pr_25_71_97_33 General and utility veneer plywoods
|  |  |  | Ss_75_50_15_72 Recess mounted impressed current anode systems | [5 empty] | Pr_25_71_97_34 Gypsum-bonded fire protection boards
|  |  |  | Ss_75_50_15_85 Surface mounted impressed current anode systems | [5 empty] | Pr_25_71_97_35 Gypsum-bonded wood particle boards
|  |  |  | Ss_75_50_15_99 Zinc mesh in overlay systems | [5 empty] | Pr_25_71_97_36 Hardboards
|  |  |  | Ss_75_50_26 Debris detection systems | [5 empty] | Pr_25_71_97_37 Hardwood deck boards
|  |  |  | Ss_75_50_26_30 Foreign object debris (FOD) detection systems | [5 empty] | Pr_25_71_97_38 Hardwood fence boards
|  |  |  | Ss_75_50_28 Detection and alarm systems | [5 empty] | Pr_25_71_97_42 Hardwood strips
|  |  |  | Ss_75_50_28_05 Aspirating detection systems | [5 empty] | Pr_25_71_97_43 Hardwood weatherboards
|  |  |  | Ss_75_50_28_22 Domestic premises fire detection and alarm systems | [5 empty] | Pr_25_71_97_44 Hollow-core particleboards
|  |  |  | Ss_75_50_28_24 Duct smoke detector systems | [5 empty] | Pr_25_71_97_46 Laminboard core plywoods
|  |  |  | Ss_75_50_28_29 Fire detection and alarm systems | [5 empty] | Pr_25_71_97_50 Marine plywoods
|  |  |  | Ss_75_50_28_30 Fixed gas detection and alarm systems | [5 empty] | Pr_25_71_97_52 Medium boards
|  |  |  | Ss_75_50_28_32 Flow sample gas detection and alarm systems | [5 empty] | Pr_25_71_97_53 Medium density fibreboards
|  |  |  | Ss_75_50_28_96 Water leak detection and alarm systems | [5 empty] | Pr_25_71_97_54 Modified wood boards
|  |  |  | Ss_75_50_28_97 Water presence detection and alarm systems | [5 empty] | Pr_25_71_97_55 Modified wood weather boards
|  |  |  | Ss_75_50_35 Healthcare imaging systems | [5 empty] | Pr_25_71_97_58 Oriented strand boards
|  |  |  | Ss_75_50_45 Electrical protection systems | [5 empty] | Pr_25_71_97_60 Particleboards
|  |  |  | Ss_75_50_45_45 Lightning protection systems | [5 empty] | Pr_25_71_97_65 Polymer-coated plywoods
|  |  |  | Ss_75_50_60 Patient monitoring and telemetry systems | [5 empty] | Pr_25_71_97_77 Softboards
|  |  |  | Ss_75_60 Environmental safety systems | [5 empty] | Pr_25_71_97_78 Softwood deck boards
|  |  |  | Ss_75_60_25 Earthquake warning systems | [5 empty] | Pr_25_71_97_79 Softwood fence boards
|  |  |  | Ss_75_60_30 Flood warning systems | [5 empty] | Pr_25_71_97_83 Softwood strips
|  |  |  | Ss_75_60_50 Meteorological detection and warning systems | [5 empty] | Pr_25_71_97_84 Softwood weatherboards
|  |  |  | Ss_75_60_52 Meteorological instrumentation systems | [5 empty] | Pr_25_71_97_85 Specialist veneer plywoods
|  |  |  | Ss_75_60_52_95 Weather observation systems | [5 empty] | Pr_25_71_97_86 Structural veneer plywoods
|  |  |  | Ss_75_60_70 Radiation detection and alarm systems | [5 empty] | Pr_25_71_97_87 Timber floor boards
|  |  |  | Ss_75_60_75 Seismic instrumentation systems | [5 empty] | Pr_25_71_97_88 Timber lining boards
|  |  |  | Ss_75_60_90 Tsunami warning systems | [5 empty] | Pr_25_71_97_89 Timber sarking boards
|  |  |  | Ss_75_60_95 Volcanic eruption warning systems | [5 empty] | Pr_25_71_97_91 Visual grade general veneer plywoods
|  |  |  | Ss_75_70 Control and management systems | [5 empty] | Pr_25_71_97_92 Wood fibre boards
|  |  |  | Ss_75_70_05 Aerospace control systems | [5 empty] | Pr_25_71_97_93 Wood laminate strips and boards
|  |  |  | Ss_75_70_10 Bridge control systems | [5 empty] | Pr_25_71_97_94 Wood-plastics composite deck boards
|  |  |  | Ss_75_70_20 Dam control systems | [5 empty] | Pr_25_71_97_95 Wood-plastics composite weatherboards
|  |  |  | Ss_75_70_35 Highway control systems | [5 empty] | Pr_25_71_97_97 Wood-wool boards
|  |  |  | Ss_75_70_50 Marine control systems | [5 empty] | Pr_25_71_97_98 Wood-resin composite weatherboards
|  |  |  | Ss_75_70_52 Mechanical engineering services control and management systems | [5 empty] | Pr_25_80 Smoke and fire control products
|  |  |  | Ss_75_70_52_03 Air to air heat pump control systems | [5 empty] | Pr_25_80_79 Smoke and fire barriers
|  |  |  | Ss_75_70_52_14 Climatic ceiling panels and beams control systems | [5 empty] | Pr_25_80_79_01 Active smoke barriers
|  |  |  | Ss_75_70_52_15 Combined heat and power control systems | [5 empty] | Pr_25_80_79_14 Concertina fire curtains
|  |  |  | Ss_75_70_52_16 Constant volume air conditioning control systems | [5 empty] | Pr_25_80_79_15 Concertina smoke curtains
|  |  |  | Ss_75_70_52_17 Cooling system control systems | [5 empty] | Pr_25_80_79_37 High temperature active smoke barriers
|  |  |  | Ss_75_70_52_23 Domestic heating system control systems | [5 empty] | Pr_25_80_79_38 Horizontal fire curtains
|  |  |  | Ss_75_70_52_28 Extract ventilation control systems | [5 empty] | Pr_25_80_79_39 Horizontal smoke curtains
|  |  |  | Ss_75_70_52_29 Fan coil unit air conditioning control systems | [5 empty] | Pr_25_80_79_86 Static smoke barriers
|  |  |  | Ss_75_70_52_32 Fuel supply control systems | [5 empty] | Pr_25_80_79_94 Vertical fire curtains
|  |  |  | Ss_75_70_52_33 Gas fired heating control systems | [5 empty] | Pr_25_80_79_95 Vertical smoke curtains
|  |  |  | Ss_75_70_52_36 Heating system control systems | [5 empty] | Pr_25_80_79_96 Vertical smoke strip curtains
|  |  |  | Ss_75_70_52_38 Heat pump control systems | [5 empty] | Pr_25_80_80 Smoke and fire cavity barriers
|  |  |  | Ss_75_70_52_52 Mixed mode ventilation control systems | [5 empty] | Pr_25_80_80_14 Coated woven glass fibre cloth flexible cavity barriers
|  |  |  | Ss_75_70_52_56 Natural ventilation control systems | [5 empty] | Pr_25_80_80_30 Fire insulating caps
|  |  |  | Ss_75_70_52_70 Radiant heating control systems | [5 empty] | Pr_25_80_80_42 Intumescent coated foil mesh flexible cavity barriers
|  |  |  | Ss_75_70_52_80 Smoke and heat detection extract control systems | [5 empty] | Pr_25_80_80_43 Intumescent sheet cavity barriers
|  |  |  | Ss_75_70_52_81 Smoke and heat detection shut down control systems | [5 empty] | Pr_25_80_80_44 Intumescent sleeved mineral wool cavity fire barriers
|  |  |  | Ss_75_70_52_85 Steam and condensate control systems | [5 empty] | Pr_25_80_80_51 Mineral wool wire reinforced mattress cavity barriers
|  |  |  | Ss_75_70_52_93 Variable volume air conditioning control systems | [5 empty] | Pr_25_80_80_79 Sleeved mineral wool small cavity barriers
|  |  |  | Ss_75_70_52_94 Ventilation control systems | [5 empty] | Pr_25_80_80_82 Sprayed mineral coated wire mesh flexible cavity barriers
|  |  |  | Ss_75_70_52_96 Water supply control systems | [5 empty] | Pr_25_80_80_96 Wired mineral wool batt flexible cavity barriers
|  |  |  | Ss_75_70_52_97 Water to air heat pump control systems | [5 empty] | Pr_25_80_81 Smoke and fire stopping
|  |  |  | Ss_75_70_54 Metering, monitoring and management systems | [5 empty] | Pr_25_80_81_12 Ceramic fibre fire stopping
|  |  |  | Ss_75_70_54_03 Active water monitoring systems | [5 empty] | Pr_25_80_81_29 Flexible intumescent gap seals
|  |  |  | Ss_75_70_54_10 Building monitoring and management systems | [5 empty] | Pr_25_80_81_34 Glass oxide fire stopping
|  |  |  | Ss_75_70_54_15 Communications monitoring and management systems | [5 empty] | Pr_25_80_81_42 Intumescent linear gap seals
|  |  |  | Ss_75_70_54_25 Electricity metering systems | [5 empty] | Pr_25_80_81_43 Intumescent pillows
|  |  |  | Ss_75_70_54_30 Fuel metering systems | [5 empty] | Pr_25_80_81_44 Intumescent trunking pillows
|  |  |  | Ss_75_70_54_60 Passive water monitoring systems | [5 empty] | Pr_25_80_81_51 Mineral wool fire stopping
|  |  |  | Ss_75_70_54_95 Water metering systems | [5 empty] | Pr_25_93 Unit skin products
|  |  |  | Ss_75_70_70 Railway control systems | [5 empty] | Pr_25_93_45 Kerb units
|  |  |  | Ss_75_70_72 Road control systems | [5 empty] | Pr_25_93_45_05 Asphalt kerbs
|  |  |  | Ss_75_70_85 Structural monitoring systems | [5 empty] | Pr_25_93_45_18 Concrete kerbs
|  |  |  | Ss_75_70_85_18 Crack gauge monitoring systems | [5 empty] | Pr_25_93_45_21 Concrete safety kerbs
|  |  |  | Ss_75_70_85_27 Electrolevel monitoring systems | [5 empty] | Pr_25_93_45_24 Concrete transition and dropper kerbs
|  |  |  | Ss_75_70_85_30 Fibre optic monitoring systems | [5 empty] | Pr_25_93_45_26 Conservation kerbs
|  |  |  | Ss_75_70_85_47 Liquid levelling monitoring systems | [5 empty] | Pr_25_93_45_56 Natural stone kerbs
|  |  |  | Ss_75_70_85_48 Load cell monitoring systems | [5 empty] | Pr_25_93_45_60 Pin kerbs
|  |  |  | Ss_75_70_85_62 Piezometer monitoring systems | [5 empty] | Pr_25_93_45_62 Plastics kerbs
|  |  |  | Ss_75_70_85_66 Precise levelling monitoring systems | [5 empty] | Pr_25_93_45_70 Road kerbs
|  |  |  | Ss_75_70_85_67 Prism monitoring systems | [5 empty] | Pr_25_93_45_90 Transition kerbs
|  |  |  | Ss_75_70_85_84 Strain gauge monitoring systems | [5 empty] | Pr_25_93_47 Level crossing surfacing products
|  |  |  | Ss_75_70_85_86 Sub-surface monitoring array systems | [5 empty] | Pr_25_93_47_27 Embedded rail modular concrete level crossing units
|  |  |  | Ss_75_70_85_87 Tape extensometer monitoring systems | [5 empty] | Pr_25_93_47_52 Modular panel level crossings
|  |  |  | Ss_75_70_85_90 Tilt sensor monitoring systems | [5 empty] | Pr_25_93_50 Masonry capping and coping units
|  |  |  | Ss_75_70_85_92 Total station monitoring systems | [5 empty] | Pr_25_93_50_10 Calcium silicate capping units
|  |  |  | Ss_75_70_90 Traffic monitoring systems | [5 empty] | Pr_25_93_50_11 Calcium silicate coping units
|  |  |  | Ss_75_70_90_90 Traffic enforcement camera systems | [5 empty] | Pr_25_93_50_13 Cast stone capping units
|  |  |  | Ss_75_70_96 Water supply and wastewater control systems | [5 empty] | Pr_25_93_50_14 Cast stone coping units
|  |  |  | Ss_75_70_96_21 Desludging control systems | [5 empty] | Pr_25_93_50_16 Clay brick capping units
|  |  |  | Ss_75_70_96_30 Flow measurement and control systems | [5 empty] | Pr_25_93_50_17 Clay brick coping units
|  |  |  | Ss_75_70_96_96 Wastewater supply control systems | [5 empty] | Pr_25_93_50_19 Clayware capping units
|  |  |  | Ss_75_70_96_98 Water supply quality control systems | [5 empty] | Pr_25_93_50_20 Clayware coping units
|  |  |  | Ss_75_70_97 Waterway control systems | [5 empty] | Pr_25_93_50_22 Concrete capping units
|  |  |  | Ss_75_90 Ticket management systems | [5 empty] | Pr_25_93_50_23 Concrete coping units
|  |  |  | Ss_75_90_80 Ticketing systems | [5 empty] | Pr_25_93_50_34 Glass-reinforced concrete (GRC) coping units
|  |  |  | Ss_75_90_93 Ticket validation systems | [5 empty] | Pr_25_93_50_55 Natural stone capping units
|  |  |  | Ss_75_90_93_11 Card reading systems | [5 empty] | Pr_25_93_50_56 Natural stone coping units
|  |  |  | Ss_75_90_93_60 Passenger check-in systems | [5 empty] | Pr_25_93_50_76 Slate capping units
|  |  |  | Ss_75_90_93_88 Ticket reading systems | [5 empty] | Pr_25_93_50_77 Slate coping units
|  |  |  | Ss_75_95 Temporary communications, security, safety, control and protection systems | [5 empty] | Pr_25_93_51 Masonry dressing units
|  |  |  | Ss_80 Transport systems | [5 empty] | Pr_25_93_51_35 Glass-reinforced concrete (GRC) built-in gable vents
|  |  |  | Ss_80_10 Cable transport systems | [5 empty] | Pr_25_93_51_36 Glass-reinforced concrete (GRC) built-in keystones
|  |  |  | Ss_80_10_05 Aerial tram systems | [5 empty] | Pr_25_93_51_37 Glass-reinforced concrete (GRC) built-in plinths and string courses
|  |  |  | Ss_80_10_10 Cable car systems | [5 empty] | Pr_25_93_51_38 Glass-reinforced concrete (GRC) built-in quoins
|  |  |  | Ss_80_10_15 Chairlift systems | [5 empty] | Pr_25_93_51_39 Glass-reinforced concrete (GRC) dressing gable vents
|  |  |  | Ss_80_10_30 Funicular systems | [5 empty] | Pr_25_93_51_40 Glass-reinforced concrete (GRC) dressing keystones
|  |  |  | Ss_80_10_35 Gondola systems | [5 empty] | Pr_25_93_51_41 Glass-reinforced concrete (GRC) dressing plinths and string courses
|  |  |  | Ss_80_10_70 Ropeway tow systems | [5 empty] | Pr_25_93_51_42 Glass-reinforced concrete (GRC) dressing quoins
|  |  |  | Ss_80_10_85 Surface lift systems | [5 empty] | Pr_25_93_51_56 Natural stone cornices
|  |  |  | Ss_80_20 Conveying systems | [5 empty] | Pr_25_93_51_57 Natural stone dentils
|  |  |  | Ss_80_20_05 Automatic guided vehicle systems | [5 empty] | Pr_25_93_51_58 Natural stone quoins
|  |  |  | Ss_80_20_06 Baggage handling systems | [5 empty] | Pr_25_93_52 Masonry openings units
|  |  |  | Ss_80_20_06_04 Airport baggage handling systems | [5 empty] | Pr_25_93_52_11 Calcium silicate sills
|  |  |  | Ss_80_20_10 Bulk material conveying systems | [5 empty] | Pr_25_93_52_12 Cast stone sills
|  |  |  | Ss_80_20_11 Cargo handling systems | [5 empty] | Pr_25_93_52_13 Clay brick sills
|  |  |  | Ss_80_20_23 Document conveying systems | [5 empty] | Pr_25_93_52_14 Clayware sills
|  |  |  | Ss_80_20_23_65 Pneumatic document conveying systems | [5 empty] | Pr_25_93_52_15 Concrete sills
|  |  |  | Ss_80_20_60 Parcel sorting systems | [5 empty] | Pr_25_93_52_28 External extension sills
|  |  |  | Ss_80_20_62 People conveying systems | [5 empty] | Pr_25_93_52_33 Glass-reinforced concrete (GRC) bay window sills
|  |  |  | Ss_80_20_62_28 Escalator systems | [5 empty] | Pr_25_93_52_34 Glass-reinforced concrete (GRC) door canopies
|  |  |  | Ss_80_20_62_53 Moving walkway systems | [5 empty] | Pr_25_93_52_35 Glass-reinforced concrete (GRC) door surrounds
|  |  |  | Ss_80_20_63 Piece conveying systems | [5 empty] | Pr_25_93_52_36 Glass-reinforced concrete (GRC) sills
|  |  |  | Ss_80_20_63_59 Overhead piece conveying systems | [5 empty] | Pr_25_93_52_37 Glass-reinforced concrete (GRC) fireplace and hearth surrounds
|  |  |  | Ss_80_20_65 Pneumatic conveying systems | [5 empty] | Pr_25_93_52_56 Natural stone sills
|  |  |  | Ss_80_30 Crane and hoist systems | [5 empty] | Pr_25_93_52_76 Slate sills
|  |  |  | Ss_80_30_15 Crane systems | [5 empty] | Pr_25_93_54 Metal capping and coping units
|  |  |  | Ss_80_30_15_10 Bulk handling crane systems | [5 empty] | Pr_25_93_54_02 Aluminium capping units
|  |  |  | Ss_80_30_15_15 Container handling crane systems | [5 empty] | Pr_25_93_54_03 Aluminium coping units
|  |  |  | Ss_80_30_15_59 Overhead crane systems | [5 empty] | Pr_25_93_54_11 Carbon steel capping units
|  |  |  | Ss_80_30_20 Derrick systems | [5 empty] | Pr_25_93_54_12 Carbon steel coping units
|  |  |  | Ss_80_30_25 Dynamic permanent access and safety equipment systems | [5 empty] | Pr_25_93_54_15 Copper capping units
|  |  |  | Ss_80_30_25_30 Fixed rig suspended access systems | [5 empty] | Pr_25_93_54_16 Copper coping units
|  |  |  | Ss_80_30_25_32 Gantry access systems | [5 empty] | Pr_25_93_54_46 Lead capping units
|  |  |  | Ss_80_30_25_35 Guided type fall arrest systems | [5 empty] | Pr_25_93_54_47 Lead coping units
|  |  |  | Ss_80_30_25_50 Mobile rig monorail suspended access systems | [5 empty] | Pr_25_93_54_98 Zinc capping units
|  |  |  | Ss_80_30_25_52 Mobile rig tracked suspended access systems | [5 empty] | Pr_25_93_54_99 Zinc coping units
|  |  |  | Ss_80_30_25_55 Mobile rig trackless suspended access systems | [5 empty] | Pr_25_93_55 Metal sills
|  |  |  | Ss_80_30_25_75 Robotic cleaning systems | [5 empty] | Pr_25_93_55_84 Steel sills
|  |  |  | Ss_80_30_25_80 Single point anchorage fall arrest systems | [5 empty] | Pr_25_93_60 Paving units
|  |  |  | Ss_80_30_25_90 Travelling ladder access systems | [5 empty] | Pr_25_93_60_02 Aluminium edges
|  |  |  | Ss_80_30_40 Hoist systems | [5 empty] | Pr_25_93_60_08 Blister tactile pavers
|  |  |  | Ss_80_50 Lift systems | [5 empty] | Pr_25_93_60_09 Clay pavers
|  |  |  | Ss_80_50_60 Passenger and goods lift systems | [5 empty] | Pr_25_93_60_10 Clay paving tiles
|  |  |  | Ss_80_50_60_26 Electric lift systems | [5 empty] | Pr_25_93_60_11 Clay surface channels
|  |  |  | Ss_80_50_60_39 Hydraulic lift systems | [5 empty] | Pr_25_93_60_12 Combined drainage and kerb units
|  |  |  | Ss_80_50_60_42 Inclined stairlift systems | [5 empty] | Pr_25_93_60_13 Concrete cellular pavers
|  |  |  | Ss_80_50_60_50 Manual dumbwaiter systems | [5 empty] | Pr_25_93_60_14 Concrete surface channels
|  |  |  | Ss_80_50_60_60 Paternoster systems | [5 empty] | Pr_25_93_60_15 Concrete edging units
|  |  |  | Ss_80_50_60_65 Powered homelift systems | [5 empty] | Pr_25_93_60_16 Concrete flags
|  |  |  | Ss_80_50_60_85 Step lift systems | [5 empty] | Pr_25_93_60_17 Concrete paving blocks
|  |  |  | Ss_80_50_60_94 Vertical platform lift systems | [5 empty] | Pr_25_93_60_19 Concrete pavers
|  |  |  | Ss_80_50_94 Vehicle and boat stacking systems | [5 empty] | Pr_25_93_60_20 Concrete quadrant and angle kerbs
|  |  |  | Ss_80_50_96 Warehouse stacking systems | [5 empty] | Pr_25_93_60_22 Concrete setts
|  |  |  | Ss_80_70 Track systems | [5 empty] | Pr_25_93_60_23 Concrete tactile flags
|  |  |  | Ss_80_70_46 Level crossing systems | [5 empty] | Pr_25_93_60_26 Corduroy tactile pavers
|  |  |  | Ss_80_70_46_60 Pedestrian level crossing systems | [5 empty] | Pr_25_93_60_33 Glass-reinforced concrete (GRC) paving tiles
|  |  |  | Ss_80_70_46_93 User worked level crossing systems | [5 empty] | Pr_25_93_60_52 Natural stone blocks
|  |  |  | Ss_80_70_46_95 Vehicular level crossing systems | [5 empty] | Pr_25_93_60_53 Natural stone flags
|  |  |  | Ss_80_70_50 Monorail systems | [5 empty] | Pr_25_93_60_54 Natural stone cobbles
|  |  |  | Ss_80_70_70 Rail track systems | [5 empty] | Pr_25_93_60_55 Natural stone surface channels
|  |  |  | Ss_80_70_70_06 Ballasted rail track systems | [5 empty] | Pr_25_93_60_57 Natural stone setts
|  |  |  | Ss_80_70_70_27 Embedded rail systems | [5 empty] | Pr_25_93_60_58 Natural stone paving slabs
|  |  |  | Ss_80_70_70_56 Non-embedded slab track rail systems | [5 empty] | Pr_25_93_60_59 Natural stone tactile pavers
|  |  |  | Ss_80_70_70_65 Precast track bed systems | [5 empty] | Pr_25_93_60_61 Plastics cellular pavers
|  |  |  | Ss_80_70_89 Train arrestor systems | [5 empty] | Pr_25_93_60_63 Plastics pavers
|  |  |  | Ss_80_70_89_30 Fixed train arrestor systems | [5 empty] | Pr_25_93_60_65 Plastics surface channels
|  |  |  | Ss_80_70_89_50 Moveable train arrestor systems | [5 empty] | Pr_25_93_60_78 Special composite paving units
|  |  |  | Ss_80_80 Turntable systems | [5 empty] | Pr_25_93_60_80 Stainless steel edges
|  |  |  | Ss_80_80_20 Display turntable systems | [5 empty] | Pr_25_93_70 Rail track paving
|  |  |  | Ss_80_80_30 Floor turntable systems | [5 empty] | Pr_25_93_70_11 Cattle-cum-trespass guards
|  |  |  | Ss_80_80_40 Industrial turntable systems | [5 empty] | Pr_25_93_70_70 Rail infill panels
|  |  |  | Ss_80_80_70 Railway turntable systems | [5 empty] | Pr_25_93_72 Roofing and cladding units
|  |  |  | Ss_80_80_85 Stage turntable systems | [5 empty] | Pr_25_93_72_08 Bitumen membrane shingles
|  |  |  | Ss_80_90 Vehicle access systems | [5 empty] | Pr_25_93_72_11 Ceramic slates
|  |  |  | Ss_80_90_05 Aircraft passenger loading bridge systems | [5 empty] | Pr_25_93_72_12 Clay interlocking tiles
|  |  |  | Ss_80_90_05_60 Passenger loading bridge systems | [5 empty] | Pr_25_93_72_13 Clay plain tiles
|  |  |  | Ss_80_90_70 Rocket passenger access systems | [5 empty] | Pr_25_93_72_14 Clay tile coursing fittings
|  |  |  | Ss_80_90_75 Ship passenger loading bridge systems | [5 empty] | Pr_25_93_72_15 Clay tile ornamental fittings
|  |  |  | Ss_80_95 Temporary transport systems | [5 empty] | Pr_25_93_72_16 Clay tile vertical tiling angle fittings
|  |  |  | Ss_85 Process engineering systems | [5 empty] | Pr_25_93_72_17 Concrete interlocking tiles
|  |  |  | Ss_85_72 Robotic systems | [5 empty] | Pr_25_93_72_18 Concrete plain tiles
|  |  |  | Ss_85_95 Temporary process engineering systems | [5 empty] | Pr_25_93_72_19 Concrete tile coursing fittings
|  |  |  | Ss_90 Soft facility management systems | [5 empty] | Pr_25_93_72_20 Concrete tile ornamental fittings
|  |  |  | Ss_90_05 Demand for space | [5 empty] | Pr_25_93_72_21 Concrete tile vertical tiling angle fittings
|  |  |  | Ss_90_06 Demand for technical infrastructure | [5 empty] | Pr_25_93_72_30 Fibre cement slates
|  |  |  | Ss_90_07 Demand for cleaning | [5 empty] | Pr_25_93_72_31 Fibre-cement slate coursing fittings
|  |  |  | Ss_90_08 Demand related to outdoor space | [5 empty] | Pr_25_93_72_36 Hardwood shakes
|  |  |  | Ss_90_09 Workplace | [5 empty] | Pr_25_93_72_37 Hardwood shingles
|  |  |  | Ss_90_10 Specific demand related to space and infrastructure | [5 empty] | Pr_25_93_72_52 Metal tiles
|  |  |  | Ss_90_11 Demand for health, safety and security | [5 empty] | Pr_25_93_72_56 Natural slates
|  |  |  | Ss_90_12 Hospitality demands | [5 empty] | Pr_25_93_72_57 Natural stone slates
|  |  |  | Ss_90_13 Demand for information and communication | [5 empty] | Pr_25_93_72_72 Reconstituted interlocking slates
|  |  |  | Ss_90_14 Demand for logistics | [5 empty] | Pr_25_93_72_73 Reconstituted slate coursing fittings
|  |  |  | Ss_90_15 Demand for integrated management, consultancy and administration | [5 empty] | Pr_25_93_72_79 Slate coursing fittings
|  |  |  | Ss_90_20 Specific demand of administrative, commercial and protective services | [5 empty] | Pr_25_93_72_96 Wood shakes
|  |  |  | Ss_90_25 Specific demand of cultural, educational, scientific and information organizations | [5 empty] | Pr_25_93_72_97 Wood shingles
|  |  |  | Ss_90_30 Specific demand of industrial organizations | [5 empty] | Pr_25_93_72_98 Wood shingle pattern fittings
|  |  |  | Ss_90_35 Specific demand of medical, health, welfare and sanitary organizations | [5 empty] | Pr_25_96 Grid and grating skin products
|  |  |  | Ss_90_40 Specific demand of recreational organizations | [5 empty] | Pr_25_96_35 Grids and grilles
|  |  |  | Ss_90_45 Specific demand of residential organizations | [5 empty] | Pr_25_96_35_03 Aluminium cattle grids
|  |  |  | Ss_90_50 Specific demand of disposal organizations | [5 empty] | Pr_25_96_35_11 Carbon steel cattle grids
|  |  |  | Ss_90_55 Specific demand of piped supply organizations | [5 empty] | Pr_25_96_35_31 Footway gratings
|  |  |  | Ss_90_60 Specific demand of heating, cooling and refrigeration organizations | [5 empty] | Pr_25_96_35_37 Headwall and outfall grilles
|  |  |  | Ss_90_65 Specific demand of ventilation and air conditioning organizations | [5 empty] | Pr_25_96_35_53 Metal armouring grilles
|  |  |  | Ss_90_70 Specific demand of electrical organizations | [5 empty] | Pr_25_96_35_71 Recycled plastics cattle grids
|  |  |  | Ss_90_75 Specific demand of communications, security, safety and protection organisations | [5 empty] | Pr_25_96_35_76 Sewage screens
|  |  |  | Ss_90_80 Specific demand of rail organizations | [5 empty] | Pr_25_96_35_96 Water grilles
|  |  |  | Ss_90_81 Specific demand of road organizations | [5 empty] | Pr_30 Opening products
|  |  |  | Ss_90_82 Specific demand of marine and waterway organizations | [5 empty] | Pr_30_31 Formless openings products
|  |  |  | Ss_90_83 Specific demand of cable transport organizations | [5 empty] | Pr_30_31_68 Putties and glazing compounds
|  |  |  | Ss_90_84 Specific demand of aerospace organizations | [5 empty] | Pr_30_31_68_42 Intumescent putties
Pr_30_31_68_47 Linseed oil putties
Pr_30_31_68_51 Metal casement putties
Pr_30_31_68_56 Non-setting glazing compounds
Pr_30_31_68_74 Rubberizing glazing compounds
Pr_30_31_76 Sealants
Pr_30_31_76_02 Acrylic construction joint sealants
Pr_30_31_76_09 Butyl rubber construction joint sealants
Pr_30_31_76_14 Cold-applied bituminous joint sealants
Pr_30_31_76_15 Cold-applied concrete pavement bituminous joint sealants
Pr_30_31_76_16 Construction joint sealants
Pr_30_31_76_26 Edge sealants
Pr_30_31_76_27 Electrical insulating compounds
Pr_30_31_76_33 Glazing compounds and sealants
Pr_30_31_76_34 Glazing joint sealants
Pr_30_31_76_38 Hot-applied bituminous joint sealants
Pr_30_31_76_39 Hydrophilic sealants
Pr_30_31_76_40 Intumescent firestop sealants
Pr_30_31_76_41 Intumescent foam fillers
Pr_30_31_76_58 Oil-based mastic joint sealants
Pr_30_31_76_62 Polysulfide construction joint sealants
Pr_30_31_76_63 Polysulfide glazing compounds and sealants
Pr_30_31_76_65 Polyurethane (PUR) construction joint sealants
Pr_30_31_76_66 Polyurethane (PUR) expanding foam fillers
Pr_30_31_76_77 Silicone construction joint sealants
Pr_30_31_76_78 Silicone glazing compounds and sealants
Pr_30_31_76_84 Structural sealant glazing bonding sealants
Pr_30_31_76_85 Structural sealant glazing weather sealants
Pr_30_31_76_96 Waterproof gap filling sealants
Pr_30_36 Hardware products
Pr_30_36_08 Bolting, latching and locking hardware
Pr_30_36_08_06 Barrel bolts
Pr_30_36_08_11 Cabinet locks
Pr_30_36_08_12 Cam locks
Pr_30_36_08_13 Cavity sliding door locks
Pr_30_36_08_15 Coin-operated locks
Pr_30_36_08_16 Combination padlocks
Pr_30_36_08_18 Cremorne bolts
Pr_30_36_08_19 Cylinder locks
Pr_30_36_08_20 Deadbolts
Pr_30_36_08_21 Digital door locks
Pr_30_36_08_22 Door bolts
Pr_30_36_08_23 Door catches
Pr_30_36_08_24 Door latches
Pr_30_36_08_25 Door chains and locks
Pr_30_36_08_26 Door privacy indicator bolts
Pr_30_36_08_27 Electric locks
Pr_30_36_08_28 Emergency exit devices
Pr_30_36_08_29 Espagnolette bolts
Pr_30_36_08_30 Fanlight catches
Pr_30_36_08_31 Field gate spring catch sets
Pr_30_36_08_32 Flush bolts
Pr_30_36_08_33 Furniture locks
Pr_30_36_08_34 Gate latches and catches
Pr_30_36_08_35 Gate throw over loops
Pr_30_36_08_42 Indicator locks
Pr_30_36_08_43 Key card locks
Pr_30_36_08_44 Key deposit locks
Pr_30_36_08_45 Knob locks
Pr_30_36_08_46 Lever handle locks
Pr_30_36_08_48 Locker hasps
Pr_30_36_08_51 Microswitch locks
Pr_30_36_08_52 Mortice bolts
Pr_30_36_08_53 Mortice locks
Pr_30_36_08_54 Multipoint door locks
Pr_30_36_08_56 Night latches
Pr_30_36_08_60 Pad bolts
Pr_30_36_08_61 Padlock hasps and staples
Pr_30_36_08_62 Padlocks and keys
Pr_30_36_08_63 Panic exit devices
Pr_30_36_08_68 Push-button locks
Pr_30_36_08_71 Rim locks
Pr_30_36_08_73 Roller catches
Pr_30_36_08_75 Safety deposit locks
Pr_30_36_08_76 Sash locks
Pr_30_36_08_77 Single point bolts
Pr_30_36_08_80 Sliding security screen door locks
Pr_30_36_08_84 Special function door locks
Pr_30_36_08_87 Thief resistant door locks
Pr_30_36_08_88 Time delay locks
Pr_30_36_08_91 Tubular mortice latches
Pr_30_36_08_94 Vending machine locks
Pr_30_36_08_95 Window casement fasteners
Pr_30_36_08_96 Window latches
Pr_30_36_08_97 Window locks
Pr_30_36_08_98 Window sash fasteners
Pr_30_36_33 General hardware
Pr_30_36_33_20 Door edge protectors
Pr_30_36_33_22 Door knockers
Pr_30_36_33_24 Door stops
Pr_30_36_33_27 Escutcheons
Pr_30_36_33_29 Finger plates
Pr_30_36_33_31 Fixed boot scrapers
Pr_30_36_33_45 Kick plates
Pr_30_36_33_68 Push plates
Pr_30_36_33_72 Roses
Pr_30_36_33_76 Security viewers
Pr_30_36_36 Hinges and hanging hardware
Pr_30_36_36_04 Anti finger-trap stiles
Pr_30_36_36_06 Ball-bearing hinges
Pr_30_36_36_07 Barrel hinges
Pr_30_36_36_08 Boxed sash window hanging fittings
Pr_30_36_36_09 Butt door hinges
Pr_30_36_36_10 Butt window hinges
Pr_30_36_36_11 Cabinet and counter top hinges
Pr_30_36_36_15 Concealed hinges
Pr_30_36_36_16 Continuous hinges
Pr_30_36_36_17 Cranked hinges
Pr_30_36_36_22 Door pivots
Pr_30_36_36_23 Door track and running gear
Pr_30_36_36_24 Drawer runners
Pr_30_36_36_28 Field gate hinges
Pr_30_36_36_29 Floor springs
Pr_30_36_36_30 Flush hinges
Pr_30_36_36_31 Friction hinges
Pr_30_36_36_32 Friction pivot hinges
Pr_30_36_36_34 Gate hinges
Pr_30_36_36_46 Lift-off hinges
Pr_30_36_36_66 Projection door hinges
Pr_30_36_36_67 Projection window hinges
Pr_30_36_36_71 Rising butt door hinges
Pr_30_36_36_75 Sash window spiral balances
Pr_30_36_36_79 Single axis door hinges
Pr_30_36_36_80 Single axis window hinges
Pr_30_36_36_84 Spring hinges
Pr_30_36_36_88 Tee hinges
Pr_30_36_36_96 Window hinges
Pr_30_36_59 Opening hardware
Pr_30_36_59_15 Controlled door closers
Pr_30_36_59_22 Door coordinators
Pr_30_36_59_24 Door limiting stays
Pr_30_36_59_25 Door lever handle sets
Pr_30_36_59_29 Flush pull handles
Pr_30_36_59_31 Furniture stays
Pr_30_36_59_32 Garage door holders
Pr_30_36_59_33 Gate closers
Pr_30_36_59_34 Gate handles
Pr_30_36_59_35 Gate springs
Pr_30_36_59_36 Gate wheels
Pr_30_36_59_38 Holders and hooks
Pr_30_36_59_45 Knobs
Pr_30_36_59_50 Magnetic hold
Pr_30_36_59_52 Midrail push plates
Pr_30_36_59_64 Pull handles
Pr_30_36_59_76 Sash window pulls
Pr_30_36_59_78 Screen door closers
Pr_30_36_59_92 Uncontrolled door closers
Pr_30_36_59_94 Window casement stays
Pr_30_36_59_95 Window latch and lock operating handles
Pr_30_36_59_96 Window over centre casement stays
Pr_30_36_59_97 Window remote manual openers
Pr_30_36_59_98 Window restrictor stays
Pr_30_59 Openings and opening component products
Pr_30_59_01 Access ramps
Pr_30_59_01_11 Vehicle ramps
Pr_30_59_01_23 Dog ramps
Pr_30_59_01_27 Equipment loading ramps
Pr_30_59_01_96 Wheelchair ramps
Pr_30_59_07 Blinds and shading devices
Pr_30_59_07_02 Aluminium shutters
Pr_30_59_07_03 Anti-glare screens
Pr_30_59_07_05 Awnings
Pr_30_59_07_07 Blackout blinds
Pr_30_59_07_26 External roller blinds
Pr_30_59_07_27 External venetian blinds
Pr_30_59_07_60 Panel blinds
Pr_30_59_07_64 Pinoleum blinds
Pr_30_59_07_66 Pleated blinds
Pr_30_59_07_68 Polyvinyl chloride (PVC) shutters
Pr_30_59_07_72 Roller blinds
Pr_30_59_07_73 Roman blinds
Pr_30_59_07_86 Sunscreens
Pr_30_59_07_94 Venetian blinds
Pr_30_59_07_95 Vertical blinds
Pr_30_59_07_96 Wood shutters
Pr_30_59_09 Brise-soleils and components
Pr_30_59_09_01 Aluminium brise-soleil brace arms/struts
Pr_30_59_09_02 Aluminium brise-soleil carrier members
Pr_30_59_09_03 Aluminium brise-soleil louvre blades
Pr_30_59_09_04 Aluminium brise-soleil support arms
Pr_30_59_09_05 Aluminium brise-soleil units
Pr_30_59_09_11 Carbon steel brise-soleil brace arms/struts
Pr_30_59_09_12 Carbon steel brise-soleil carrier members
Pr_30_59_09_13 Carbon steel brise-soleil louvre blades
Pr_30_59_09_14 Carbon steel brise-soleil support arms
Pr_30_59_09_15 Carbon steel brise-soleil units
Pr_30_59_09_33 Glass brise-soleil louvre blades
Pr_30_59_09_62 Plastics brise-soleil louvre blades
Pr_30_59_09_63 Plastics brise-soleil units
Pr_30_59_09_82 Stainless steel brise-soleil brace arms/struts
Pr_30_59_09_83 Stainless steel brise-soleil carrier members
Pr_30_59_09_84 Stainless steel brise-soleil louvre blades
Pr_30_59_09_85 Stainless steel brise-soleil support arms
Pr_30_59_09_86 Stainless steel brise-soleil units
Pr_30_59_09_90 Wood brise-soleil carrier members
Pr_30_59_09_91 Wood brise-soleil louvre blades
Pr_30_59_09_92 Wood brise-soleil support arms
Pr_30_59_09_93 Wood brise-soleil units
Pr_30_59_23 Door frames and leaves
Pr_30_59_23_02 Aluminium door frames
Pr_30_59_23_11 Carbon steel door frames
Pr_30_59_23_15 Composite door frames
Pr_30_59_23_16 Composite door leaves
Pr_30_59_23_32 Frameless glass door leaves
Pr_30_59_23_34 Glass reinforced plastics (GRP) door leaves
Pr_30_59_23_47 Louvre door leaves
Pr_30_59_23_50 Matchboarded door leaves
Pr_30_59_23_53 Metal door leaves
Pr_30_59_23_84 Stainless steel door frames
Pr_30_59_23_91 Unplasticized polyvinyl chloride (PVC-U) door frames
Pr_30_59_23_92 Unplasticized polyvinyl chloride (PVC-U) door leaves
Pr_30_59_23_96 Wood door frames
Pr_30_59_23_97 Wood flush door leaves
Pr_30_59_23_98 Wood panelled door leaves
Pr_30_59_24 Doorsets
Pr_30_59_24_04 Automatic revolving doorsets
Pr_30_59_24_14 Collapsible gate and grille sets
Pr_30_59_24_15 Combination doorsets
Pr_30_59_24_16 Composite doorsets
Pr_30_59_24_28 Fire doorsets
Pr_30_59_24_30 Flexible doorsets
Pr_30_59_24_34 Glass reinforced plastics (GRP) doorsets
Pr_30_59_24_37 High security doorsets
Pr_30_59_24_38 High speed doorsets
Pr_30_59_24_48 Loading bay doorsets
Pr_30_59_24_49 Louvre doorsets
Pr_30_59_24_50 Manual revolving doorsets
Pr_30_59_24_52 Metal doorsets
Pr_30_59_24_64 Polyvinyl chloride (PVC) strip curtain sets
Pr_30_59_24_75 Sectional overhead doorsets
Pr_30_59_24_80 Sliding door and partition sets
Pr_30_59_24_81 Sliding folding doorsets
Pr_30_59_24_83 Sliding folding shutters
Pr_30_59_24_92 Unplasticized polyvinyl chloride (PVC-U) doorsets
Pr_30_59_24_93 Up-and-over doorsets
Pr_30_59_24_97 Wood doorsets
Pr_30_59_28 Escape products
Pr_30_59_28_26 Escape chairs
Pr_30_59_28_27 Escape chutes
Pr_30_59_28_28 Escape slides
Pr_30_59_28_78 Slings
Pr_30_59_29 Fixed roof ventilators, terminals and accessories
Pr_30_59_29_02 Abutment ventilators
Pr_30_59_29_15 Combined eaves fascia grilles and ventilator trays
Pr_30_59_29_30 Flat roof ventilators
Pr_30_59_29_62 Plastics eaves underlay support
Pr_30_59_29_64 Plastics rafter ventilator trays
Pr_30_59_29_71 Roof ridge ventilator tiles
Pr_30_59_29_72 Roof slope terminals
Pr_30_59_29_73 Roof slope ventilator tiles
Pr_30_59_29_74 Roof terminals
Pr_30_59_29_75 Roof ventilator unit
Pr_30_59_29_77 Rotary roof ventilators
Pr_30_59_29_82 Strip ventilators
Pr_30_59_33 Gate surrounds and leaves
Pr_30_59_33_02 Aluminium sheet gate leaves
Pr_30_59_33_03 Aluminium vertical rail gate leaves
Pr_30_59_33_11 Carbon steel expanded mesh gate leaves
Pr_30_59_33_12 Carbon steel field gate leaves
Pr_30_59_33_13 Carbon steel palisade gate leaves
Pr_30_59_33_14 Carbon steel sheet gate leaves
Pr_30_59_33_15 Carbon steel vertical section gate leaves
Pr_30_59_33_16 Carbon steel welded mesh gate leaves
Pr_30_59_33_33 Gate arches
Pr_30_59_33_34 Glass infill gate leaves
Pr_30_59_33_35 Glazing plastics gate leaves
Pr_30_59_33_36 Hardwood field gate leaves
Pr_30_59_33_37 Hardwood gate leaves
Pr_30_59_33_38 Hardwood gate surrounds
Pr_30_59_33_39 Hardwood palisade gate leaves
Pr_30_59_33_52 Metal gate surrounds
Pr_30_59_33_62 Plastics gate leaves
Pr_30_59_33_63 Plywood sheet gate leaves
Pr_30_59_33_78 Stainless steel expanded mesh gate leaves
Pr_30_59_33_82 Stainless steel sheet gate leaves
Pr_30_59_33_84 Stainless steel vertical rail gate leaves
Pr_30_59_33_98 Wrought iron decorative gate leaves
Pr_30_59_33_99 Wrought iron vertical rail gate leaves
Pr_30_59_34 Gates and turnstiles
Pr_30_59_34_01 Aluminium full height turnstiles
Pr_30_59_34_02 Aluminium gates
Pr_30_59_34_03 Aluminium safety gates
Pr_30_59_34_10 Canal lock gates
Pr_30_59_34_11 Carbon steel bridle gates
Pr_30_59_34_12 Carbon steel dog gates
Pr_30_59_34_13 Carbon steel full height turnstiles
Pr_30_59_34_14 Carbon steel gates
Pr_30_59_34_15 Carbon steel half height turnstiles
Pr_30_59_34_16 Carbon steel kissing gates
Pr_30_59_34_17 Carbon steel motorbike inhibitors
Pr_30_59_34_18 Carbon steel safety gates
Pr_30_59_34_20 Composite gates
Pr_30_59_34_30 Flood gates
Pr_30_59_34_35 Glazed gates
Pr_30_59_34_36 Hardwood bridle gates
Pr_30_59_34_37 Hardwood dog gates
Pr_30_59_34_38 Hardwood gates
Pr_30_59_34_39 Hardwood kissing gates
Pr_30_59_34_40 Hardwood ladder stiles
Pr_30_59_34_41 Hardwood post and rail stiles
Pr_30_59_34_65 Plastics gates
Pr_30_59_34_78 Stainless steel full height turnstiles
Pr_30_59_34_80 Stainless steel gates
Pr_30_59_34_88 Stainless steel half height turnstiles
Pr_30_59_34_90 Stainless steel safety gates
Pr_30_59_34_98 Wrought iron gates
Pr_30_59_36 Hatches and access panels
Pr_30_59_36_01 Access panels
Pr_30_59_36_02 Aluminium access hatches
Pr_30_59_36_11 Carbon steel access hatches
Pr_30_59_36_30 Floor hatches
Pr_30_59_36_50 Manual trapdoors
Pr_30_59_36_74 Roof hatches
Pr_30_59_36_76 Self-closing safety hatches
Pr_30_59_36_78 Self-closing trapdoors
Pr_30_59_36_80 Stainless steel access hatches
Pr_30_59_36_96 Wall hatches
Pr_30_59_46 Lift barriers
Pr_30_59_46_46 Lift landing doorsets
Pr_30_59_46_47 Lift landing frames
Pr_30_59_46_48 Lift landing sills
Pr_30_59_46_49 Lift platform barriers
Pr_30_59_46_63 Platform lift landing doorsets and gates
Pr_30_59_48 Louvres and components
Pr_30_59_48_02 Aluminium louvre blades
Pr_30_59_48_03 Aluminium louvre frames
Pr_30_59_48_04 Aluminium louvre panel units
Pr_30_59_48_11 Carbon steel louvre blades
Pr_30_59_48_12 Carbon steel louvre frames
Pr_30_59_48_13 Carbon steel louvre panel units
Pr_30_59_48_34 Glass louvre blades
Pr_30_59_48_52 Mirror louvre units
Pr_30_59_48_65 Plastic louvre blades
Pr_30_59_48_77 Screening and ventilation access doors
Pr_30_59_48_78 Screening and ventilation louvre support frames
Pr_30_59_48_83 Stainless steel louvre blades
Pr_30_59_48_84 Stainless steel louvre frames
Pr_30_59_48_85 Stainless steel louvre panel units
Pr_30_59_48_96 Wood louvre blades
Pr_30_59_48_97 Wood louvre frames
Pr_30_59_48_98 Wood louvre panel units
Pr_30_59_57 Opening security and protection products
Pr_30_59_57_04 Anti-burglar window bars
Pr_30_59_57_07 Bird guards
Pr_30_59_57_08 Bird guard mesh
Pr_30_59_57_28 Escalator shutters
Pr_30_59_57_29 Firebreak shutters
Pr_30_59_57_40 Insect guard mesh
Pr_30_59_57_41 Insect guards
Pr_30_59_57_58 Overhead ventilators
Pr_30_59_57_76 Security shutters
Pr_30_59_57_77 Security window screens
Pr_30_59_58 Operable roof ventilators
Pr_30_59_58_50 Manual control glazed roof ventilators
Pr_30_59_58_88 Thermostatic control glazed roof ventilators
Pr_30_59_59 Operable vehicular barriers
Pr_30_59_59_11 Cantilevered sliding beam vehicular barriers
Pr_30_59_59_38 Height restrictors
Pr_30_59_59_39 Horizontal swing vehicular barriers
Pr_30_59_59_72 Rising arm vehicular barriers
Pr_30_59_59_79 Sliding vehicular barriers
Pr_30_59_60 Passenger boarding bridges
Pr_30_59_60_03 Apron drive passenger boarding bridges
Pr_30_59_60_15 Commuter passenger boarding bridges
Pr_30_59_60_56 Noseloader passenger boarding bridges
Pr_30_59_60_87 T bridge passenger boarding bridges
Pr_30_59_61 Pavement and floorlight and venting products
Pr_30_59_61_32 Glazed floorlight panels
Pr_30_59_61_33 Glazed lift-out floorlight access panel
Pr_30_59_61_34 Glazed lift-out access pavement light panels
Pr_30_59_61_35 Glazed pavement light panels
Pr_30_59_61_36 Glazed smoke venting panels
Pr_30_59_61_57 Non-glazed smoke venting panels
Pr_30_59_71 Refuse and linen chute inlets and openings
Pr_30_59_71_12 Chute automatic fire doors
Pr_30_59_71_13 Chute door interlocks
Pr_30_59_71_21 Refuse chute discharge outlets
Pr_30_59_71_22 Refuse chute doorsets
Pr_30_59_71_23 Refuse chute hoppers
Pr_30_59_71_46 Linen chute discharge outlets
Pr_30_59_71_47 Linen chute doorsets
Pr_30_59_71_48 Linen chute hoppers
Pr_30_59_72 Rooflights
Pr_30_59_72_17 Continuous rooflights
Pr_30_59_72_21 Daylight pipes
Pr_30_59_72_24 Dormers
Pr_30_59_72_25 Double glazed light pipe diffusers
Pr_30_59_72_30 Factory-assembled insulating rooflights (FAIRs)
Pr_30_59_72_31 Framed rooflights
Pr_30_59_72_33 Glazed lift-out rooflight access panels
Pr_30_59_72_34 Glazed rooflight panels
Pr_30_59_72_42 Individual rooflights
Pr_30_59_72_46 Lantern lights
Pr_30_59_72_48 Light reflectors (motorized)
Pr_30_59_72_57 North lights
Pr_30_59_72_77 Skylights
Pr_30_59_72_94 Ventilating light pipe diffusers
Pr_30_59_84 Shutters and grilles
Pr_30_59_84_30 Fire-resisting roller shutters
Pr_30_59_84_72 Roller grilles
Pr_30_59_84_73 Roller shutters
Pr_30_59_94 Ventilation grilles
Pr_30_59_94_04 Air ventilation grilles
Pr_30_59_94_06 Air transfer grilles
Pr_30_59_94_26 Eaves fascia grilles
Pr_30_59_94_31 Fire-resisting air transfer grilles
Pr_30_59_94_32 Fire-resisting air transfer grilles with smoke shutters
Pr_30_59_94_78 Soffit grilles
Pr_30_59_94_90 Trickle vents
Pr_30_59_96 Wall venting products
Pr_30_59_96_11 Cavity ventilators
Pr_30_59_96_33 Gas venting grilles
Pr_30_59_96_35 Ground-level vent outlets
Pr_30_59_96_92 Ventilation ducts
Pr_30_59_96_93 Ventilation gratings
Pr_30_59_96_96 Wall vent outlets
Pr_30_59_97 Window panels
Pr_30_59_97_16 Glazed security window panels
Pr_30_59_97_80 Speak through units
Pr_30_59_97_90 Transaction units
Pr_30_59_97_94 Vision panels
Pr_30_59_98 Window units
Pr_30_59_98_02 Aluminium window units
Pr_30_59_98_03 Aluminium frame roof window units
Pr_30_59_98_15 Composite window units
Pr_30_59_98_34 Glass louvre window units
Pr_30_59_98_72 Rigid polyurethane frame roof window units
Pr_30_59_98_83 Steel window units
Pr_30_59_98_84 Steel frame roof window units
Pr_30_59_98_92 Unplasticized polyvinyl chloride (PVC-U) window units
Pr_30_59_98_93 Unplasticized polyvinyl chloride (PVC-U) roof window units
Pr_30_59_98_96 Wood window units
Pr_30_59_98_97 Wood frame roof window units
Pr_30_59_99 Window walls
Pr_30_59_99_02 Aluminium window walls
Pr_30_59_99_15 Composite window walls
Pr_30_59_99_83 Steel window walls
Pr_30_59_99_92 Unplasticized polyvinylchloride (PVC-U) window walls
Pr_30_59_99_96 Wood window walls
Pr_35 Covering and finishing products
Pr_35_31 Formless covering and finish products
Pr_35_31_05 Asphalt, bitumen and resin mixtures
Pr_35_31_05_03 Asphalt concrete (AC) base courses
Pr_35_31_05_04 Asphalt concrete (AC) binder courses
Pr_35_31_05_05 Asphalt concrete (AC) surface courses
Pr_35_31_05_07 Bitumen coated chippings
Pr_35_31_05_08 Bitumen emulsion and glass fibre sandwich matrices
Pr_35_31_05_10 Bonded grit surfacings
Pr_35_31_05_19 Cut-back and fluxed bitumen binders
Pr_35_31_05_36 Hard paving-grade bitumen
Pr_35_31_05_37 Hot-applied oxidized bitumen coatings
Pr_35_31_05_38 Hot-rolled asphalt (HRA) base courses
Pr_35_31_05_39 Hot-rolled asphalt (HRA) binder courses
Pr_35_31_05_40 Hot-rolled asphalt (HRA) surface courses and slurries
Pr_35_31_05_42 Impervious textured sports surfacings
Pr_35_31_05_50 Mastic asphalt (MA) surface courses
Pr_35_31_05_60 Paving-grade bitumens
Pr_35_31_05_64 Polyurethane-bound ethylene propylene diene monomer (EPDM) rubber crumb surfacings
Pr_35_31_05_65 Porous asphalt concrete (PAC) surface courses
Pr_35_31_05_70 Resin-bonded aggregate surfacings
Pr_35_31_05_71 Resin-bound mixed aggregate surfacings
Pr_35_31_05_72 Roofing, tanking and flooring mastic asphalt (MA)
Pr_35_31_05_75 Sand asphalt
Pr_35_31_05_83 Stone mastic asphalt (SMA) binder courses
Pr_35_31_05_84 Stone mastic asphalt (SMA) regulating courses
Pr_35_31_05_85 Stone mastic asphalt (SMA) surface courses
Pr_35_31_06 Bedding and underlay compounds
Pr_35_31_06_12 Cementitious levelling screed mixes
Pr_35_31_06_15 Concrete (granolithic) wearing screed mixes
Pr_35_31_06_28 Fibre-reinforced levelling screed mixes
Pr_35_31_06_29 Fine concrete levelling screed mixes
Pr_35_31_06_31 Floor seals
Pr_35_31_06_32 Flow applied flooring
Pr_35_31_06_36 Heavy-duty flow-applied flooring
Pr_35_31_06_37 Heavy-duty screed flooring
Pr_35_31_06_38 High-build floor coatings
Pr_35_31_06_47 Lightweight aggregate levelling screed mixes
Pr_35_31_06_55 Multilayer flooring
Pr_35_31_06_64 Polymer-modified levelling screed mixes
Pr_35_31_06_65 Polymer-modified wearing screed mixes
Pr_35_31_06_69 Quick-drying levelling screed mixes
Pr_35_31_06_71 Ready-mixed levelling and wearing screeds
Pr_35_31_06_72 Ready-mixed self-smoothing calcium sulfate screeds
Pr_35_31_06_73 Ready-mixed trowelled calcium sulfate screeds
Pr_35_31_06_77 Screed flooring
Pr_35_31_06_78 Self-smoothing levelling screed mixes
Pr_35_31_06_79 Self-smoothing wearing screed mixes
Pr_35_31_06_80 Smoothing and levelling underlay compounds
Pr_35_31_22 Decorative coatings
Pr_35_31_22_02 Aluminium paints
Pr_35_31_22_12 Casein paints
Pr_35_31_22_13 Cement paints
Pr_35_31_22_15 Concrete finishing coats
Pr_35_31_22_16 Concrete flash coats
Pr_35_31_22_17 Concrete floor dyes
Pr_35_31_22_18 Concrete floor paints
Pr_35_31_22_19 Concrete stains
Pr_35_31_22_23 Distemper
Pr_35_31_22_37 High pigment waterborne paint
Pr_35_31_22_47 Limewashes
Pr_35_31_22_52 Micaceous iron oxide paints
Pr_35_31_22_54 Multi-colour coatings
Pr_35_31_22_55 Multi-colour finish spatter coatings
Pr_35_31_22_58 Oil-bound distempers
Pr_35_31_22_62 Plant oil paints
Pr_35_31_22_64 Plastic texture paints
Pr_35_31_22_72 Resin-based breathable masonry paints
Pr_35_31_22_74 Semi-transparent timber dyes
Pr_35_31_22_75 Semi-transparent timber oils
Pr_35_31_22_76 Semi-transparent timber stains
Pr_35_31_22_77 Silicate-based masonry coatings
Pr_35_31_22_79 Solvent-based finishing coats
Pr_35_31_22_80 Solvent-borne gloss finishes
Pr_35_31_22_81 Solvent-borne masonry paints
Pr_35_31_22_82 Solvent-borne matt and flat finishes
Pr_35_31_22_83 Solvent-borne mid-sheen finishes
Pr_35_31_22_87 Tallow lime washes
Pr_35_31_22_95 Waterborne gloss finishes
Pr_35_31_22_96 Waterborne masonry paints
Pr_35_31_22_97 Waterborne matt and flat finishes
Pr_35_31_22_98 Waterborne mid-sheen finishes
Pr_35_31_64 Plasters and renders
Pr_35_31_64_01 Acrylic plasters
Pr_35_31_64_02 Acrylic renders
Pr_35_31_64_07 Biocidal renders
Pr_35_31_64_08 Bonding plasters
Pr_35_31_64_09 Browning plasters
Pr_35_31_64_12 Cementitious renders
Pr_35_31_64_14 Clay plasters
Pr_35_31_64_29 Factory mixed plasters
Pr_35_31_64_31 Fibrous plasters
Pr_35_31_64_32 Finish plasters
Pr_35_31_64_35 Gypsum plasters
Pr_35_31_64_42 Insulating plasters
Pr_35_31_64_47 Lime plasters
Pr_35_31_64_48 Lime renders
Pr_35_31_64_64 Polymer plasters
Pr_35_31_64_65 Polymer-modified renders
Pr_35_31_64_67 Projection plasters
Pr_35_31_64_70 Render-grade resins
Pr_35_31_64_71 Renovating plasters
Pr_35_31_64_76 Scagliola
Pr_35_31_64_77 Silicone renders
Pr_35_31_64_80 Solid cast plasters
Pr_35_31_64_84 Squash court plasters
Pr_35_31_64_85 Stucco
Pr_35_31_64_86 Synthetic plasters
Pr_35_31_64_98 X-ray undercoat plasters
Pr_35_31_64_99 Zinc oxychloride plasters
Pr_35_31_65 Preparation materials, fillers and stoppers
Pr_35_31_65_01 Abrasives
Pr_35_31_65_02 Abrasive blocks
Pr_35_31_65_12 Cement and grout fillers
Pr_35_31_65_13 Chemical fillers
Pr_35_31_65_20 Decorator’s caulks
Pr_35_31_65_21 Decorator’s flexible fillers
Pr_35_31_65_22 Degreaser solutions
Pr_35_31_65_23 Detergent solutions
Pr_35_31_65_24 Dry air pressured abrasives
Pr_35_31_65_25 Dry air pressured micro-abrasives
Pr_35_31_65_26 Dusting powders
Pr_35_31_65_27 Efflorescence control compounds
Pr_35_31_65_28 End grain sealers
Pr_35_31_65_29 Fine surface fillers
Pr_35_31_65_30 Finishing compounds
Pr_35_31_65_31 Fire-resistant fillers
Pr_35_31_65_34 Gypsum-based bedding compounds
Pr_35_31_65_50 Masonry stabilizers
Pr_35_31_65_74 Rust removers
Pr_35_31_65_79 Stoppers
Pr_35_31_65_80 Stopper fillers
Pr_35_31_65_82 Surface fillers
Pr_35_31_65_95 Wax-based fillers
Pr_35_31_65_96 Wet air pressured abrasives
Pr_35_31_65_97 Wetting agents
Pr_35_31_65_98 Wood knotting solutions
Pr_35_31_66 Preparatory coatings
Pr_35_31_66_02 Adhesion promoters
Pr_35_31_66_03 Alkali-resisting primers
Pr_35_31_66_07 Basecoat stains
Pr_35_31_66_08 Bitumen primers
Pr_35_31_66_09 Bonding coats
Pr_35_31_66_15 Combined barrier and bonding coats
Pr_35_31_66_16 Concrete curing coatings
Pr_35_31_66_21 Debonding compounds
Pr_35_31_66_22 Dressing compounds
Pr_35_31_66_26 Etching primers
Pr_35_31_66_30 Floor covering primers
Pr_35_31_66_34 Gilding basecoats
Pr_35_31_66_50 Mastic asphalt (MA) primers
Pr_35_31_66_51 Metallic lead primers
Pr_35_31_66_52 Modified bitumen primers
Pr_35_31_66_53 Mordant solutions
Pr_35_31_66_55 Multi-colour finish basecoats
Pr_35_31_66_57 Non-bituminous primers
Pr_35_31_66_60 Paving primers
Pr_35_31_66_62 Plaster primers
Pr_35_31_66_63 Plasterboard primers
Pr_35_31_66_67 Primer-sealers
Pr_35_31_66_68 Primer-undercoats
Pr_35_31_66_70 Reinforcement treatments
Pr_35_31_66_71 Resin coating primers
Pr_35_31_66_75 Sanded primers
Pr_35_31_66_76 Silicate-based primers
Pr_35_31_66_77 Sealant primers
Pr_35_31_66_78 Slip plane bituminous emulsion paint primers
Pr_35_31_66_80 Solvent-borne basecoats
Pr_35_31_66_81 Solvent-borne metal primers
Pr_35_31_66_82 Solvent-borne undercoats
Pr_35_31_66_83 Solvent-borne wood primers
Pr_35_31_66_88 Thinners
Pr_35_31_66_92 Universal primers
Pr_35_31_66_94 Water-based acrylic primers
Pr_35_31_66_95 Waterborne basecoats
Pr_35_31_66_96 Waterborne metal primers
Pr_35_31_66_97 Waterborne thinned undercoats
Pr_35_31_66_98 Waterborne wood primers
Pr_35_31_66_99 Waterborne undercoats
Pr_35_31_67 Preservative, additives and fire-retardant treatments
Pr_35_31_67_01 Acrylic retarder additives
Pr_35_31_67_07 Borate pellet and rod preservatives
Pr_35_31_67_08 Boron compound preservatives
Pr_35_31_67_14 Clear flame-retardant finishes
Pr_35_31_67_15 Copper-organic preservatives
Pr_35_31_67_24 Dry interior fire-retardant solutions
Pr_35_31_67_34 Glycol-borne preservatives
Pr_35_31_67_37 House longhorn beetle timber treatments
Pr_35_31_67_39 Humidity-resistant fire-retardant solutions
Pr_35_31_67_41 Insecticidal paint additives
Pr_35_31_67_42 Interior fire-retardant solutions
Pr_35_31_67_46 Latex retarder additives
Pr_35_31_67_47 Leach-resistant fire-retardant solutions
Pr_35_31_67_52 Micro-emulsion-borne preservatives
Pr_35_31_67_59 Organic solvent-borne preservatives
Pr_35_31_67_88 Thatch fire-preservative treatments
Pr_35_31_67_89 Thatch fire-retardant treatments
Pr_35_31_67_96 Waterborne preservatives
Pr_35_31_67_97 Water based micro-emulsion preservatives
Pr_35_31_67_98 Water-based organic preservatives
Pr_35_31_68 Protective coatings
Pr_35_31_68_01 Acrylic-based waterproof coatings
Pr_35_31_68_02 Anionic bitumen emulsions
Pr_35_31_68_03 Anodizing
Pr_35_31_68_04 Anti-carbonation coatings
Pr_35_31_68_05 Anti-graffiti coatings
Pr_35_31_68_06 Barrier coatings
Pr_35_31_68_07 Bitumen-based black coatings
Pr_35_31_68_09 Bitumen emulsion waterproof coatings
Pr_35_31_68_10 Black bitumen coatings
Pr_35_31_68_11 Cationic bitumen emulsions
Pr_35_31_68_12 Cellulose coatings
Pr_35_31_68_13 Chrome plating
Pr_35_31_68_14 Clear floor varnishes
Pr_35_31_68_15 Clear varnishes
Pr_35_31_68_16 Cold-applied bitumen solutions
Pr_35_31_68_17 Cold-applied polymer-modified bitumen waterproof coatings
Pr_35_31_68_18 Concrete polishes
Pr_35_31_68_19 Copper plating
Pr_35_31_68_21 Cork tile polyurethane (PUR) varnishes
Pr_35_31_68_27 Epoxy resin coatings
Pr_35_31_68_28 Epoxy underwater coatings
Pr_35_31_68_29 Flame-retardant coatings
Pr_35_31_68_31 Floor dyes
Pr_35_31_68_32 Floor polishes
Pr_35_31_68_33 Fungicidal coatings
Pr_35_31_68_34 Galvanized coatings
Pr_35_31_68_35 Gold plating
Pr_35_31_68_36 Hard wax oils
Pr_35_31_68_37 Heat-resisting coatings
Pr_35_31_68_38 Hot-applied polymer-modified bitumen waterproof coatings
Pr_35_31_68_39 Hot dip galvanizings
Pr_35_31_68_40 Hygienic coatings
Pr_35_31_68_43 Intumescent protective coatings
Pr_35_31_68_46 Lacquers
Pr_35_31_68_47 Liquid tanking resins
Pr_35_31_68_51 Mastic asphalt (MA) polishes
Pr_35_31_68_52 Membrane walkway coatings
Pr_35_31_68_55 Multi-colour finish glaze coats
Pr_35_31_68_60 Patination oils
Pr_35_31_68_62 Polymer resin waterproof coatings
Pr_35_31_68_63 Polyester resin waterproof coatings
Pr_35_31_68_64 Polyurethane (PUR) waterproof coatings
Pr_35_31_68_65 Polyvinylidene fluoride (PVDF) coatings
Pr_35_31_68_66 Powder coatings
Pr_35_31_68_69 Red oxide paints
Pr_35_31_68_70 Resin floor coatings
Pr_35_31_68_72 Sacrificial anti-corrosion coatings
Pr_35_31_68_74 Sherardized coatings
Pr_35_31_68_75 Silver plating
Pr_35_31_68_80 Solvent-free waterproof coatings
Pr_35_31_68_81 Solar reflective coatings
Pr_35_31_68_82 Solar reflective anti-corrosion coatings
Pr_35_31_68_83 Spray-applied fireproof coatings
Pr_35_31_68_84 Spray-applied thermal insulation
Pr_35_31_68_85 Steel fence powder coatings
Pr_35_31_68_86 Surface preservation products
Pr_35_31_68_87 Tar-based black coatings
Pr_35_31_68_88 Thermoplastic block copolymer waterproof coatings
Pr_35_31_68_96 Water-dispersible polymer waterproof coatings
Pr_35_31_68_97 Water repellents
Pr_35_31_68_98 Yacht varnishes
Pr_35_31_68_99 Zinc plating
Pr_35_31_77 Surface sealers
Pr_35_31_77_05 Anti-graffiti sealers
Pr_35_31_77_08 Bitumen-based impregnating sealers
Pr_35_31_77_12 Cement-based screed surface sealers
Pr_35_31_77_15 Concrete sealers
Pr_35_31_77_16 Cork flooring sealers
Pr_35_31_77_24 Dry shake finish sealers
Pr_35_31_77_25 Dustproofing sealers
Pr_35_31_77_30 Floor surface sealers
Pr_35_31_77_42 Intumescent coating sealers
Pr_35_31_77_46 Liquid applied membranes
Pr_35_31_77_50 Mastic asphalt (MA) oil-resistant sealers
Pr_35_31_77_60 Paving sealers and stabilizers
Pr_35_31_77_72 Resin floor sealers
Pr_35_31_77_76 Sealers
Pr_35_31_77_83 Sprayed monolithic coating finishing coats
Pr_35_31_77_84 Sprayed monolithic coating sealers
Pr_35_31_77_92 Ultraviolet (UV)-resistant sealers
Pr_35_31_77_96 Wood floor sealers
Pr_35_31_85 Specialist coatings
Pr_35_31_85_02 Acoustic chute coatings
Pr_35_31_85_03 Anti-climb paints
Pr_35_31_85_04 Anti-slip floor coatings
Pr_35_31_85_05 Anti-static carpet treatments
Pr_35_31_85_13 Chlorinated rubber road markings
Pr_35_31_85_21 Damp proof coatings
Pr_35_31_85_24 Dry rot paints
Pr_35_31_85_26 Elastomeric paints
Pr_35_31_85_27 Epoxy paint road markings
Pr_35_31_85_29 Fluorescent paints
Pr_35_31_85_35 Gilding leaf
Pr_35_31_85_36 Gilding size
Pr_35_31_85_46 Light duty road markings
Pr_35_31_85_47 Line marking paints
Pr_35_31_85_48 Luminous paints
Pr_35_31_85_51 Metallic wear resistant, low friction coatings
Pr_35_31_85_60 Phosphorescent paints
Pr_35_31_85_61 Polyurethane resin based paint
Pr_35_31_85_62 Polyurethane (PUR) rubber spray surfaces
Pr_35_31_85_65 Preformed road markings
Pr_35_31_85_70 Radiator enamels
Pr_35_31_85_72 Reflective coatings
Pr_35_31_85_78 Slip plane bituminous emulsion paints
Pr_35_31_85_80 Slip-resistant surface treatments
Pr_35_31_85_81 Sound damping coatings
Pr_35_31_85_82 Surface hardeners
Pr_35_31_85_88 Thermoplastic line markings
Pr_35_31_85_90 Thermoplastic road markings
Pr_35_31_85_94 Vitreous enamels
Pr_35_31_85_96 Waterborne resin coatings
Pr_35_31_85_97 Wear and abrasion resistant coating
Pr_35_31_85_98 Wearing surface dry shake materials
Pr_35_57 Non-rigid sheet, mat and strip covering and finish products
Pr_35_57_11 Carpets, carpet tiles, coverings, underlays and mats
Pr_35_57_11_05 Axminster carpets
Pr_35_57_11_07 Bonded carpets
Pr_35_57_11_08 Bonded carpet tiles
Pr_35_57_11_11 Cellular plastics underlays
Pr_35_57_11_13 Cellular rubber underlays
Pr_35_57_11_15 Combined fibrous or non-fibrous underlays
Pr_35_57_11_24 Dry felt paper interlays
Pr_35_57_11_26 Entrance mats
Pr_35_57_11_27 Ethylene propylene diene monomer (EPDM) rubber mats
Pr_35_57_11_28 Exercise mats
Pr_35_57_11_29 Flat needled carpet tiles
Pr_35_57_11_30 Flat needled carpets
Pr_35_57_11_31 Flocked carpets
Pr_35_57_11_36 Hessian-faced cork underlays
Pr_35_57_11_40 Impregnated fibrous underlays
Pr_35_57_11_45 Knitted carpets
Pr_35_57_11_46 Loose-laid cushion matting
Pr_35_57_11_47 Loose-laid fatigue matting
Pr_35_57_11_49 Loose-laid matting
Pr_35_57_11_56 Needled felt underlays
Pr_35_57_11_57 Needled pile carpet tiles
Pr_35_57_11_58 Needled pile carpets
Pr_35_57_11_62 Pile carpet tiles
Pr_35_57_11_64 Pile carpets
Pr_35_57_11_66 Polybutyl teraphthalate (PBT) bristle mats
Pr_35_57_11_68 Polyvinyl chloride (PVC) bristle mats
Pr_35_57_11_72 Reed mats
Pr_35_57_11_74 Rubber crumb underlays
Pr_35_57_11_85 Synthetic grass surfaces
Pr_35_57_11_91 Tufted carpets
Pr_35_57_11_97 Wilton carpets
Pr_35_57_15 Composite surfacing and underlay products
Pr_35_57_15_40 In situ polymer shock absorption layers
Pr_35_57_15_42 Interlocking shock absorption panels
Pr_35_57_15_75 Sand enveloped shock absorption layers
Pr_35_57_15_80 Sheet format shock absorption layers
Pr_35_57_22 Decorative papers and roll coverings
Pr_35_57_22_08 Border papers
Pr_35_57_22_15 Cork roll coverings
Pr_35_57_22_38 Heavy-duty roll coverings
Pr_35_57_22_42 Ingrain roll coverings
Pr_35_57_22_46 Linen-backed lining papers
Pr_35_57_22_48 Lining papers
Pr_35_57_22_51 Metal foil roll coverings
Pr_35_57_22_52 Metallic effect roll coverings
Pr_35_57_22_53 Metallized roll coverings
Pr_35_57_22_54 Mural roll coverings
Pr_35_57_22_58 Non-woven lining papers
Pr_35_57_22_60 Paper roll coverings
Pr_35_57_22_72 Relief roll coverings
Pr_35_57_22_88 Textile roll coverings
Pr_35_57_22_90 Textured effect roll coverings
Pr_35_57_22_95 Vinyl roll coverings
Pr_35_57_71 Resilient floor coverings
Pr_35_57_71_02 Agglomerated composition cork tiles
Pr_35_57_71_04 Agglomerated composition cork tiles with polyvinyl chloride (PVC) wearing layer
Pr_35_57_71_12 Composite sheets
Pr_35_57_71_13 Composite rubber tiles
Pr_35_57_71_14 Composite tiles
Pr_35_57_71_15 Cork linoleum (cork carpet) sheets
Pr_35_57_71_17 Cork-backed linoleum sheets
Pr_35_57_71_19 Cork-backed polyvinyl chloride (PVC) sheets
Pr_35_57_71_20 Cork-backed polyvinyl chloride (PVC) tiles
Pr_35_57_71_22 Cork sheets
Pr_35_57_71_23 Cork tiles
Pr_35_57_71_25 Ethylene propylene diene monomer (EPDM) rubber tiles
Pr_35_57_71_26 Expanded (cushioned) polyvinyl chloride (PVC) sheets
Pr_35_57_71_27 Expanded (cushioned) polyvinyl chloride (PVC) tiles
Pr_35_57_71_28 Filled fibrous-backed polyvinyl chloride (PVC) sheets
Pr_35_57_71_30 Floor surface coating resins
Pr_35_57_71_31 Foam-backed linoleum sheets
Pr_35_57_71_32 Foam backed polyvinyl chloride (PVC) sheets
Pr_35_57_71_33 Foam backed polyvinyl chloride (PVC) tiles
Pr_35_57_71_34 Foam-backed smooth rubber sheets
Pr_35_57_71_35 Granular rubber sheets
Pr_35_57_71_36 Granular rubber tiles
Pr_35_57_71_37 Hammered rubber tiles
Pr_35_57_71_43 Jute or polyester felt-backed polyvinyl chloride (PVC) sheets
Pr_35_57_71_44 Jute or polyester felt-backed polyvinyl chloride (PVC) tiles
Pr_35_57_71_46 Linoleum sheets
Pr_35_57_71_49 Linoleum tiles
Pr_35_57_71_60 Particle-based enhanced wet area polyvinyl chloride (PVC) sheets
Pr_35_57_71_61 Particle-based enhanced slip-resistant polyvinyl chloride (PVC) sheets
Pr_35_57_71_62 Particle-based enhanced slip-resistant polyvinyl chloride (PVC) tiles
Pr_35_57_71_67 Polyvinyl chloride (PVC) sheets
Pr_35_57_71_68 Polyvinyl chloride (PVC) tiles
Pr_35_57_71_72 Relief rubber sheets
Pr_35_57_71_73 Relief rubber tiles
Pr_35_57_71_74 Rubber mats and sheets
Pr_35_57_71_75 Rubber tiles
Pr_35_57_71_76 Semi-flexible polyvinyl chloride (PVC) tiles
Pr_35_57_71_80 Smooth rubber sheets
Pr_35_57_71_84 Smooth rubber tiles
Pr_35_57_71_86 Solid rubber sheets
Pr_35_57_71_87 Stabilizing underlays
Pr_35_57_88 Textiles
Pr_35_57_88_16 Cotton textiles
Pr_35_57_88_46 Linen textiles
Pr_35_57_88_97 Woollen textiles
Pr_35_57_88_98 Wool-nylon textiles
Pr_35_90 Trim products
Pr_35_90_07 Beads, stops and fillets
Pr_35_90_07_04 Angle fillets
Pr_35_90_07_08 Bitumen impregnated fibreboard fillets
Pr_35_90_07_24 Dry lining beads
Pr_35_90_07_33 Glazing beads
Pr_35_90_07_47 Lead cames
Pr_35_90_07_63 Plaster beads
Pr_35_90_07_72 Render beads
Pr_35_90_07_73 Render stops
Pr_35_90_07_88 Thin-coat plaster beads
Pr_35_90_07_89 Timber fillets
Pr_35_90_09 Bridge expansion joints
Pr_35_90_09_11 Cantilever expansion comb or tooth joints
Pr_35_90_09_27 Elastomeric expansion joint in metal runners
Pr_35_90_09_28 Elastomeric pads
Pr_35_90_09_71 Reinforced elastomeric expansion joints
Pr_35_90_09_85 Supported expansion joints
Pr_35_90_15 Concrete construction joint accessories
Pr_35_90_15_04 Armoured joints
Pr_35_90_15_08 Bottom-of-slab plastics crack inducers
Pr_35_90_15_11 Carbon steel arris armourings
Pr_35_90_15_12 Carbon steel shear load connectors
Pr_35_90_15_13 Carbon steel strip crack inducers
Pr_35_90_15_14 Centrally-placed rubber flexible waterstops
Pr_35_90_15_15 Centrally-placed polyvinyl chloride (PVC) elastomer flexible waterstops
Pr_35_90_15_16 Centrally-placed unplasticized polyvinyl chloride (PVC-U) flexible waterstops
Pr_35_90_15_19 Coated metal waterstops
Pr_35_90_15_37 Headed stud shear connectors
Pr_35_90_15_42 Injectable hose waterstops
Pr_35_90_15_48 Loop connectors
Pr_35_90_15_63 Plastics strip crack inducers
Pr_35_90_15_72 Rubber flexible waterstops
Pr_35_90_15_74 Rubber hydrophilic waterstops
Pr_35_90_15_77 Shrinkage tube crack inducers
Pr_35_90_15_82 Stainless steel arris armourings
Pr_35_90_15_83 Stainless steel shear load connectors
Pr_35_90_15_84 Stainless steel strip crack inducers
Pr_35_90_15_85 Surface mounted polyvinyl chloride (PVC) flexible waterstops
Pr_35_90_15_86 Synthetic elastomer hydrophilic waterstops
Pr_35_90_15_88 Thermal break shear load connectors
Pr_35_90_15_89 Thermal break connection plates
Pr_35_90_22 Dividing and edge strips
Pr_35_90_22_36 Hardwood edgings
Pr_35_90_22_51 Metal angle edgings
Pr_35_90_22_52 Metal edgings
Pr_35_90_22_63 Plastics edgings
Pr_35_90_22_66 Preformed tiling strip joints
Pr_35_90_22_72 Recycled plastics edgings
Pr_35_90_22_80 Softwood edgings
Pr_35_90_22_88 Timber grass edgings
Pr_35_90_27 Expansion joints
Pr_35_90_27_11 Chloroprene and aluminium expansion joints
Pr_35_90_27_12 Chloroprene and copper expansion joints
Pr_35_90_27_13 Chloroprene and lead expansion joints
Pr_35_90_27_14 Chloroprene and stainless steel expansion joints
Pr_35_90_27_15 Chloroprene and zinc expansion joints
Pr_35_90_28 External trims and sills
Pr_35_90_28_02 Aluminium fascias
Pr_35_90_28_04 Anti-climb security devices
Pr_35_90_28_11 Carbon steel fascias
Pr_35_90_28_15 Cover caps
Pr_35_90_28_23 Double skin glass-reinforced plastics (GRP) components
Pr_35_90_28_32 Glass-reinforced plastics (GRP) façade components
Pr_35_90_28_33 Glass-reinforced plastics (GRP) roof components
Pr_35_90_28_36 Hardwood copings
Pr_35_90_28_50 Membrane standing seam profiles
Pr_35_90_28_51 Metal drip trims
Pr_35_90_28_52 Metal finishing trims
Pr_35_90_28_62 Plastics and composite material trim boards
Pr_35_90_28_64 Polyvinyl chloride (PVC) standing seam profiles
Pr_35_90_28_72 Roof membrane perimeter trims
Pr_35_90_28_76 Single skin ribbed glass
Pr_35_90_28_79 Softwood copings
Pr_35_90_28_82 Stainless steel cappings and copings
Pr_35_90_28_83 Stainless steel fascias
Pr_35_90_28_84 Stainless steel undersills
Pr_35_90_28_92 Unplasticized polyvinyl chloride (PVC-U) finishing trims
Pr_35_90_28_93 Unplasticized polyvinyl chloride (PVC-U) sills
Pr_35_90_28_96 Wood finishing trims
Pr_35_90_28_97 Wood trim boards
Pr_35_90_30 Flashings
Pr_35_90_30_01 Aluminium flashings
Pr_35_90_30_08 Bitumen-based flashings
Pr_35_90_30_11 Carbon steel flashings
Pr_35_90_30_15 Copper flashings
Pr_35_90_30_18 Copper slates
Pr_35_90_30_34 Glass-reinforced plastics (GRP) flashings
Pr_35_90_30_46 Lead flashings
Pr_35_90_30_47 Lead slates
Pr_35_90_30_64 Polyethylene (PE)-based flashings
Pr_35_90_30_72 Recycled plastics flashings
Pr_35_90_30_83 Stainless steel flashings
Pr_35_90_30_99 Zinc flashings
Pr_35_90_31 Floor and stair trims
Pr_35_90_31_11 Carpet grippers
Pr_35_90_31_12 Carpet gripper strips
Pr_35_90_31_26 Flexible polyvinyl chloride (PVC) stair nosings
Pr_35_90_31_27 Flexible stair coverings
Pr_35_90_31_28 Floor construction joint trims
Pr_35_90_31_29 Floor cover strips
Pr_35_90_31_30 Floor dividing strips
Pr_35_90_31_31 Floor edge trims
Pr_35_90_31_32 Floor edging strips
Pr_35_90_31_33 Floor threshold strips
Pr_35_90_31_36 Hardwood floor threshold strips
Pr_35_90_31_37 Hardwood stair trims
Pr_35_90_31_50 Mat well frames
Pr_35_90_31_58 One part floor transition strips
Pr_35_90_31_66 Preformed strip joints to screeds
Pr_35_90_31_70 Radiator pipe floor covers
Pr_35_90_31_71 Raised access floor level-change trims
Pr_35_90_31_72 Raised access floor vertical edging panels
Pr_35_90_31_73 Render-grade resin coves
Pr_35_90_31_74 Rigid stair nosings
Pr_35_90_31_75 Rubber composite stair nosing inserts
Pr_35_90_31_83 Stair rods
Pr_35_90_31_84 Stair trims
Pr_35_90_31_90 Two-part floor transition strips
Pr_35_90_31_95 Wearing screed sawn-joint sealing strips
Pr_35_90_31_96 Wood-based floor threshold strips
Pr_35_90_31_97 Wood-based floor transition strips
Pr_35_90_33 Gaskets, weatherstrips and baffles
Pr_35_90_33_12 Cellular rubber gaskets
Pr_35_90_33_20 Curtain wall glazing and panel gaskets
Pr_35_90_33_22 Door and window weatherstrips and seals
Pr_35_90_33_23 Door threshold weatherstrips and seals
Pr_35_90_33_24 Ethylene propylene diene monomer (EPDM) combined hydrophilic gaskets
Pr_35_90_33_25 Ethylene propylene diene monomer (EPDM) gaskets
Pr_35_90_33_26 Ethylene propylene diene monomer (EPDM) rubber section glazing trims
Pr_35_90_33_28 Extruded polyvinyl chloride (PVC) glazing gaskets
Pr_35_90_33_34 Glass-reinforced plastics (GRP) cladding neoprene gaskets
Pr_35_90_33_39 Hydrophilic gaskets
Pr_35_90_33_56 Neoprene baffles
Pr_35_90_33_57 Non-cellular rubber gaskets
Pr_35_90_33_64 Polypropylene baffles
Pr_35_90_33_66 Pre-formed butyl strip glazing trims
Pr_35_90_33_77 Single-sided glazing gaskets
Pr_35_90_33_84 Stainless steel baffles
Pr_35_90_33_86 Synthetic rubber glazing gaskets
Pr_35_90_33_97 Weatherstripping
Pr_35_90_33_99 Zipper gaskets
Pr_35_90_43 Interior wall and ceiling trims
Pr_35_90_43_02 Aluminium skirtings
Pr_35_90_43_03 Angle trims
Pr_35_90_43_04 Arrises
Pr_35_90_43_12 Ceiling perimeter trims
Pr_35_90_43_13 Column guards
Pr_35_90_43_14 Cork cove skirtings
Pr_35_90_43_15 Corner guards
Pr_35_90_43_16 Cover strips
Pr_35_90_43_17 Coves
Pr_35_90_43_21 Edge battens
Pr_35_90_43_22 Edge trims
Pr_35_90_43_29 Fibrous plaster mouldings
Pr_35_90_43_30 Fire-insulating caps
Pr_35_90_43_42 Intumescent protective castings
Pr_35_90_43_47 Lighting cornices
Pr_35_90_43_48 Medium density fibreboard (MDF) architraves
Pr_35_90_43_49 Medium density fibreboard (MDF) backboards
Pr_35_90_43_50 Medium density fibreboard (MDF) cover strips
Pr_35_90_43_51 Medium density fibreboard (MDF) dado rails
Pr_35_90_43_52 Medium density fibreboard (MDF) edge trims
Pr_35_90_43_53 Medium density fibreboard (MDF) lining boards
Pr_35_90_43_54 Medium density fibreboard (MDF) mouldings and trims
Pr_35_90_43_55 Medium density fibreboard (MDF) mounting battens
Pr_35_90_43_56 Medium density fibreboard (MDF) picture rails
Pr_35_90_43_57 Medium density fibreboard (MDF) protection rails
Pr_35_90_43_58 Medium density fibreboard (MDF) skirtings
Pr_35_90_43_59 Metal skirtings
Pr_35_90_43_60 Panel partition closer pieces
Pr_35_90_43_61 Pilasters
Pr_35_90_43_62 Plaster cornices
Pr_35_90_43_63 Plastics skirtings
Pr_35_90_43_64 Polyvinyl chloride (PVC) cove skirtings
Pr_35_90_43_66 Preformed casings
Pr_35_90_43_70 Radiator guards
Pr_35_90_43_74 Rubber cove skirtings
Pr_35_90_43_84 Solid cast plaster mouldings
Pr_35_90_43_86 Wall protection panels
Pr_35_90_43_87 Wood architraves
Pr_35_90_43_88 Wood backboards
Pr_35_90_43_89 Wood cover strips
Pr_35_90_43_90 Wood dado rails
Pr_35_90_43_91 Wood edge trims
Pr_35_90_43_92 Wood fillets
Pr_35_90_43_93 Wood lining boards
Pr_35_90_43_94 Wood mouldings and trims
Pr_35_90_43_95 Wood mounting battens
Pr_35_90_43_96 Wood picture rails
Pr_35_90_43_97 Wood protection rails
Pr_35_90_43_98 Wood skirtings
Pr_35_90_50 Masonry walling ancillary products
Pr_35_90_50_03 Airbricks
Pr_35_90_50_61 Perpend joint plastics cavity ventilators
Pr_35_90_50_62 Perpend joint plastics weep holes
Pr_35_90_50_63 Perpend joint metal weep holes
Pr_35_90_50_64 Plastics cavity closers
Pr_35_90_50_88 Tile creasings
Pr_35_90_53 Movement joints
Pr_35_90_53_11 Cast-in screed movement joints
Pr_35_90_53_30 Fibre cement movement joints
Pr_35_90_53_42 Insulated render system construction and movement joints
Pr_35_90_53_50 Mastic asphalt (MA) movement joints
Pr_35_90_53_52 Metal movement joint edging angles
Pr_35_90_53_53 Metal section movement joints
Pr_35_90_53_54 Minor flat roofing movement joints
Pr_35_90_53_72 Resin flooring strip movement joints
Pr_35_90_53_85 Sprayed monolithic coating movement joints
Pr_35_90_53_86 Strip movement joints
Pr_35_90_53_88 Timber flooring movement joints
Pr_35_90_53_93 Unplasticized polyvinyl chloride (PVC-U) external render and plaster movement joints
Pr_35_90_60 Paving studs and inserts
Pr_35_90_60_22 Demarcation inserts
Pr_35_90_60_41 Illuminated road studs
Pr_35_90_60_57 Non-reflecting road studs
Pr_35_90_60_62 Pedestrian delineation road studs
Pr_35_90_60_71 Retroreflecting road studs
Pr_35_90_60_77 Skateboard deterrent studs
Pr_35_90_60_78 Slip-resistant cast inserts
Pr_35_90_60_79 Slip-resistant rebate inserts
Pr_35_90_60_87 Tactile paving studs
Pr_35_90_87 Tapes, strips and profile fillers
Pr_35_90_87_01 Acrylic adhesive fixing tapes
Pr_35_90_87_02 Acrylic adhesive sealant tapes
Pr_35_90_87_03 Aluminium conductor tapes
Pr_35_90_87_04 Aluminium foil tapes
Pr_35_90_87_07 Butyl rubber adhesive tapes
Pr_35_90_87_08 Butyl rubber preformed strips
Pr_35_90_87_09 Butyl rubber sealant tapes
Pr_35_90_87_10 Butyl rubber fleece tapes
Pr_35_90_87_15 Copper conductor tapes
Pr_35_90_87_23 Double-sided tape damp proof course joint sealers
Pr_35_90_87_25 Ethylene propylene diene monomer (EPDM)-coated expanded polyethylene (PE) foam profile fillers
Pr_35_90_87_26 Expanded polyethylene (PE) foam profile fillers
Pr_35_90_87_27 Expanded polyethylene (PE) foam strips
Pr_35_90_87_28 Expanded polystyrene (EPS) foam strips
Pr_35_90_87_30 Fire-resistant glazing tapes
Pr_35_90_87_31 Flash tapes
Pr_35_90_87_34 Glass fibre mesh repair tapes
Pr_35_90_87_37 Heat-bonded carpet tapes
Pr_35_90_87_41 Intumescent tapes
Pr_35_90_87_42 Isolating tapes
Pr_35_90_87_52 Metal strip reinforced paper tapes
Pr_35_90_87_53 Mineral fibre joint fillers
Pr_35_90_87_54 Mineral fibre profile fillers
Pr_35_90_87_56 Non-impregnated foam glazing tapes
Pr_35_90_87_60 Paper jointing tapes
Pr_35_90_87_64 Polyethylene (PE) debonding tapes
Pr_35_90_87_66 Polytetrafluoroethylene (PTFE) tapes
Pr_35_90_87_67 Pre-formed butyl shim glazing tapes
Pr_35_90_87_71 Resin impregnated pre-compressed foam sealing strips
Pr_35_90_87_72 Retroreflective self-adhesive tapes
Pr_35_90_87_77 Self-adhesive bitumen tapes
Pr_35_90_87_78 Self-adhesive sports marking tapes
Pr_35_90_87_84 Structural glazing tapes
Pr_35_90_87_85 Synthetic closed cell foam rubber profile fillers
Pr_35_90_87_86 Synthetic rubber strips
Pr_35_90_87_97 Water polo field marking lines
Pr_35_90_87_98 Woven glass fibre fabric strips
Pr_35_90_93 Unit roofing fittings
Pr_35_90_93_07 Bitumen membrane shingle cappings
Pr_35_90_93_12 Clay tile hip fittings
Pr_35_90_93_13 Clay tile ridge fittings
Pr_35_90_93_14 Clay tile roof slope ventilation fittings
Pr_35_90_93_15 Clay tile valley fittings
Pr_35_90_93_16 Clay tile verge fittings
Pr_35_90_93_19 Concrete tile hip fittings
Pr_35_90_93_21 Concrete tile ridge fittings
Pr_35_90_93_22 Concrete tile roof slope ventilation fittings
Pr_35_90_93_23 Concrete tile valley fittings
Pr_35_90_93_24 Concrete tile verge fittings
Pr_35_90_93_26 Dentil slips
Pr_35_90_93_27 Dry fixing abutments
Pr_35_90_93_28 Dry fixing hips
Pr_35_90_93_29 Dry fixing ridges
Pr_35_90_93_30 Dry fixing verges
Pr_35_90_93_32 Fibre-cement slate hip fittings
Pr_35_90_93_33 Fibre-cement slate ridge fittings
Pr_35_90_93_34 Fibre-cement slate roof slope ventilation fittings
Pr_35_90_93_35 Fibre-cement slate verge fittings
Pr_35_90_93_51 Metal tile hip fittings
Pr_35_90_93_52 Metal tile ridge fittings
Pr_35_90_93_53 Metal tile verge fittings
Pr_35_90_93_72 Reconstituted slate roof slope ventilation fittings
Pr_35_90_93_96 Wood shake fittings
Pr_35_90_93_97 Wood shingle fittings
Pr_35_93 Unit covering and finish products
Pr_35_93_13 Ceiling infill units
Pr_35_93_13_13 Cement bonded wood wool infill units
Pr_35_93_13_30 Fibre reinforced gypsum infill units
Pr_35_93_13_51 Metal infill units
Pr_35_93_13_53 Mineral fibre infill units
Pr_35_93_13_58 Open cell infill units
Pr_35_93_13_61 Panel diffuser infill units
Pr_35_93_13_65 Profiled metal acoustic panels
Pr_35_93_13_71 Resin bonded mineral wool infill units
Pr_35_93_13_73 Rigid urethane foam infill units
Pr_35_93_13_80 Sound attenuator infill units
Pr_35_93_13_94 Veneered wood composite infill units
Pr_35_93_96 Wall and floor tile units
Pr_35_93_96_10 Cast stone slabs
Pr_35_93_96_11 Cast stone tiles
Pr_35_93_96_12 Ceramic tile angle beads
Pr_35_93_96_13 Ceramic tile borders
Pr_35_93_96_14 Ceramic tile cove skirtings
Pr_35_93_96_15 Ceramic tile floor channels
Pr_35_93_96_16 Ceramic tile round edges
Pr_35_93_96_17 Ceramic tile sit-on skirtings
Pr_35_93_96_18 Ceramic tile step treads
Pr_35_93_96_19 Ceramic tiles
Pr_35_93_96_21 Concrete tiles
Pr_35_93_96_34 Graphic-printed porcelain tiles
Pr_35_93_96_53 Mosaic tiles
Pr_35_93_96_56 Natural stone wall and floor slabs
Pr_35_93_96_57 Natural stone tiles
Pr_35_93_96_63 Porcelain tiles
Pr_35_93_96_66 Quarry tile borders
Pr_35_93_96_67 Quarry tile cove skirtings
Pr_35_93_96_68 Quarry tile floor channels
Pr_35_93_96_70 Quarry tile sit-on skirtings
Pr_35_93_96_71 Quarry tile step treads
Pr_35_93_96_72 Quarry tiles
Pr_35_93_96_85 Stone slabs
Pr_35_93_96_86 Stone tiles
Pr_35_93_96_87 Tile matting
Pr_35_93_96_88 Terrazzo precast units
Pr_35_93_96_89 Terrazzo tile skirtings
Pr_35_93_96_90 Terrazzo tiles
Pr_35_93_96_92 Tile spacers
Pr_35_93_97 Wood block units
Pr_35_93_97_15 Composition blocks
Pr_35_93_97_52 Mosaic panels
Pr_35_93_97_96 Wood blocks
Pr_40 Signage, sanitary fittings and fittings, furnishing and equipment (FF&E) products
Pr_40_10 Signage products
Pr_40_10_27 Electrical services signs
Pr_40_10_27_24 Electrical diagrams
Pr_40_10_27_27 Electrical shock treatment signs
Pr_40_10_27_28 Externally illuminated emergency exit signs
Pr_40_10_27_43 Induction loop system signs
Pr_40_10_27_62 Photoluminescent emergency signs
Pr_40_10_27_63 Photoluminescent low mounted way-guidance lighting
Pr_40_10_27_86 Surveillance system signs
Pr_40_10_27_88 Telecommunications equipment and outlets labels
Pr_40_10_27_91 Underground cable marker tapes
Pr_40_10_57 Notices, identification and labels
Pr_40_10_57_10 Burnt clay warning marker tiles
Pr_40_10_57_12 Cable marker tags
Pr_40_10_57_15 Concrete warning marker tiles
Pr_40_10_57_21 Door number labels
Pr_40_10_57_24 Electrical identification labels
Pr_40_10_57_26 Engraved mechanical plant and equipment identification labels
Pr_40_10_57_27 Engraved valve charts and schematics
Pr_40_10_57_28 Engraved valve identification labels
Pr_40_10_57_29 Equipment labels and warning notices
Pr_40_10_57_32 Fire hydrant indicator plates
Pr_40_10_57_36 Heat shrink sleeves
Pr_40_10_57_39 Images and logos
Pr_40_10_57_40 Inclined stair lift notices
Pr_40_10_57_50 Marker posts
Pr_40_10_57_52 Metal ductwork labels
Pr_40_10_57_56 Nail identification washers
Pr_40_10_57_60 Paper valve charts and schematics
Pr_40_10_57_63 Plants delivery labels
Pr_40_10_57_64 Plants permanent labels
Pr_40_10_57_65 Plastics ductwork labels
Pr_40_10_57_66 Plastics warning marker boards
Pr_40_10_57_67 Platform lift notices
Pr_40_10_57_71 Room name labels
Pr_40_10_57_72 Room number labels
Pr_40_10_57_76 Screen-printed mechanical plant and equipment identification labels
Pr_40_10_57_77 Screen-printed valve identification labels
Pr_40_10_57_78 Self-adhesive colour pipe bands
Pr_40_10_57_79 Self-adhesive plastics ductwork labels and transfers
Pr_40_10_57_96 Warning marker tapes
Pr_40_10_57_97 Warning marker tiles
Pr_40_10_57_98 Water firefighting system identification and labels
Pr_40_10_57_99 Window number labels
Pr_40_10_77 Signs and markers
Pr_40_10_77_02 ‘A’ boards
Pr_40_10_77_04 Alpha numeric characters
Pr_40_10_77_05 Applied glazing details
Pr_40_10_77_06 Banner signs
Pr_40_10_77_07 Beach safety flags
Pr_40_10_77_08 Braille signs
Pr_40_10_77_11 Cabinet signs
Pr_40_10_77_20 Datum plates and markers
Pr_40_10_77_22 Designation signs
Pr_40_10_77_24 Directory signs
Pr_40_10_77_27 Evacuation signs
Pr_40_10_77_29 Fencing safety reflectors
Pr_40_10_77_30 Finger signs
Pr_40_10_77_31 Fire equipment signs
Pr_40_10_77_32 Fire escape route signs
Pr_40_10_77_36 Hazard delineators
Pr_40_10_77_37 Highway marker posts
Pr_40_10_77_38 Hoarding signs
Pr_40_10_77_42 Individual letter signs
Pr_40_10_77_46 Ladder signs
Pr_40_10_77_50 Mandatory action signs
Pr_40_10_77_52 Monolith signs
Pr_40_10_77_53 Moving signs
Pr_40_10_77_56 Nameplates
Pr_40_10_77_61 Phosphorescent way guidance tapes
Pr_40_10_77_63 Plaques
Pr_40_10_77_64 Platform lift signs
Pr_40_10_77_66 Prohibition signs
Pr_40_10_77_69 Public access stair lift signs
Pr_40_10_77_70 Railway signs
Pr_40_10_77_72 Road traffic signs
Pr_40_10_77_74 Safety equipment signs
Pr_40_10_77_75 Safe condition signs
Pr_40_10_77_76 Safety signs
Pr_40_10_77_77 Signboards
Pr_40_10_77_79 Sliding cover signs
Pr_40_10_77_82 Stair lift signs
Pr_40_10_77_84 Street sign plates
Pr_40_10_77_85 Street signs
Pr_40_10_77_86 Survey markers
Pr_40_10_77_88 Toposcopes
Pr_40_10_77_89 Traffic cones
Pr_40_10_77_90 Traffic cylinders
Pr_40_10_77_92 Variable message signs
Pr_40_10_77_94 Verge markers
Pr_40_10_77_96 Warning markers
Pr_40_10_77_97 Warning signs
Pr_40_10_77_98 Waymarker discs
Pr_40_10_77_99 Waymarker posts
Pr_40_10_90 Water and navigation aid signs
Pr_40_10_90_07 Beacons
Pr_40_10_90_10 Buoys
Pr_40_10_90_31 Fog signals
Pr_40_10_90_50 Marine traffic signals
Pr_40_10_90_56 Navigation signs
Pr_40_10_96 Wind direction indicator products
Pr_40_10_96_96 Weathervanes
Pr_40_10_96_98 Windsocks
Pr_40_20 Sanitary fittings and accessories
Pr_40_20_06 Bathing fittings
Pr_40_20_06_02 Accessible baths
Pr_40_20_06_08 Baths
Pr_40_20_06_11 Bidets
Pr_40_20_06_36 Health care general baths
Pr_40_20_06_38 Hospital pattern bidets
Pr_40_20_06_79 Shower enclosures
Pr_40_20_06_83 Shower seats
Pr_40_20_06_84 Shower trays
Pr_40_20_06_99 Whirlpool baths
Pr_40_20_27 Emergency shower products
Pr_40_20_27_15 Combined emergency shower and eye wash stations
Pr_40_20_27_28 Eye wash fountains
Pr_40_20_27_75 Safety showers
Pr_40_20_60 Packaged sanitary fittings
Pr_40_20_60_02 Accessible WC equipment packages
Pr_40_20_60_75 Sauna room packages
Pr_40_20_60_78 Shower enclosure packages
Pr_40_20_60_85 Steam cabinet packages
Pr_40_20_60_86 Steam room packages
Pr_40_20_60_96 Wet room floor formers
Pr_40_20_76 Sanitary accessories
Pr_40_20_76_02 Air fresheners
Pr_40_20_76_06 Baby changing units
Pr_40_20_76_07 Bath panels
Pr_40_20_76_82 Soap dishes
Pr_40_20_76_83 Splashbacks
Pr_40_20_76_84 Support rails
Pr_40_20_76_86 Toilet brush holders
Pr_40_20_76_88 Toilet roll holders
Pr_40_20_76_89 Toothbrush holders
Pr_40_20_76_90 Towel rails
Pr_40_20_76_91 Towel rings
Pr_40_20_76_92 Tumbler holders
Pr_40_20_76_94 Vanity units
Pr_40_20_76_98 WC pan backrests
Pr_40_20_87 Taps and water supply outlet fittings
Pr_40_20_87_07 Bath manual water supply sets
Pr_40_20_87_08 Bath spouts
Pr_40_20_87_09 Bath taps
Pr_40_20_87_10 Bath thermostatic water supply sets
Pr_40_20_87_11 Bidet taps
Pr_40_20_87_24 Drinking fountains
Pr_40_20_87_31 Foot-operated valves
Pr_40_20_87_33 Garden taps
Pr_40_20_87_35 Grip valves
Pr_40_20_87_43 Key-operated valves
Pr_40_20_87_49 Knee-operated valves
Pr_40_20_87_75 Shower fittings package
Pr_40_20_87_76 Shower heads
Pr_40_20_87_77 Shower head holders
Pr_40_20_87_78 Shower manual water supply sets
Pr_40_20_87_79 Shower self-closing (emergency) valves
Pr_40_20_87_80 Shower thermostatic valves
Pr_40_20_87_81 Shower thermostatic water supply sets
Pr_40_20_87_82 Sink manual water supply sets
Pr_40_20_87_83 Sink spouts
Pr_40_20_87_84 Sink taps
Pr_40_20_87_85 Sink thermostatic water supply sets
Pr_40_20_87_96 Washbasin manual water supply sets
Pr_40_20_87_97 Washbasin spouts
Pr_40_20_87_98 Washbasin taps
Pr_40_20_87_99 Washbasin thermostatic water supply sets
Pr_40_20_93 Urinal and WC fittings
Pr_40_20_93_30 Floor standing urinals
Pr_40_20_93_36 Health care macerators
Pr_40_20_93_37 Hospital pattern disposal units
Pr_40_20_93_38 Hospital pattern urinals
Pr_40_20_93_39 Hospital pattern WC pans and cisterns
Pr_40_20_93_62 Pre-plumbed installation frames
Pr_40_20_93_74 Urinal dividers
Pr_40_20_93_77 Slab urinals
Pr_40_20_93_78 Urinal cisterns
Pr_40_20_93_79 Urinal flushing valves
Pr_40_20_93_80 Urinal flush pipes
Pr_40_20_93_82 Wall-hung urinals
Pr_40_20_93_84 Waterless urinals
Pr_40_20_93_85 Waterless toilets
Pr_40_20_93_86 WC and washbasin combined units
Pr_40_20_93_87 WC cistern fittings
Pr_40_20_93_89 WC cisterns
Pr_40_20_93_90 WC cistern flush pipes
Pr_40_20_93_91 WC flushing valves
Pr_40_20_93_92 WC large capacity replacement cisterns
Pr_40_20_93_93 WC pan connectors
Pr_40_20_93_94 WC pans
Pr_40_20_93_95 WC seats and covers
Pr_40_20_93_96 WC squatting pans
Pr_40_20_93_97 WC suites
Pr_40_20_93_99 WC, wash and dry combined units
Pr_40_20_96 Wash basins, sinks and troughs
Pr_40_20_96_15 Ceramic sinks
Pr_40_20_96_17 Commercial kitchen rinsing sinks
Pr_40_20_96_18 Counter top wash basins
Pr_40_20_96_34 Health care clinical sinks with drainers
Pr_40_20_96_35 Health care clinical wash basins
Pr_40_20_96_36 Health care domestic service sinks
Pr_40_20_96_37 Health care general wash basins
Pr_40_20_96_38 Health care hand rinse basins
Pr_40_20_96_39 Hospital pattern plaster sinks
Pr_40_20_96_40 Hospital pattern scrub-up troughs
Pr_40_20_96_42 Integral wash basins and vanity tops
Pr_40_20_96_44 Janitorial sinks
Pr_40_20_96_45 Kitchen sinks
Pr_40_20_96_46 Laundry troughs
Pr_40_20_96_47 Laundry troughs and cabinets
Pr_40_20_96_63 Pedestal wash basins
Pr_40_20_96_70 Recessed wash basins
Pr_40_20_96_81 Sinks
Pr_40_20_96_92 Undermounted wash basins
Pr_40_20_96_95 Wall-hung hand rinse basins
Pr_40_20_96_96 Wall-hung wash basins
Pr_40_20_96_99 Wash troughs
Pr_40_30 Fittings
Pr_40_30_04 Animal housing
Pr_40_30_04_02 Animal feeding stations
Pr_40_30_04_06 Bat boxes
Pr_40_30_04_07 Bird baths
Pr_40_30_04_08 Bird boxes
Pr_40_30_04_09 Bird roosts
Pr_40_30_04_15 Columbaria
Pr_40_30_04_24 Dog kennels
Pr_40_30_04_25 Dovecotes
Pr_40_30_04_41 Insect houses
Pr_40_30_04_50 Mammal houses
Pr_40_30_04_56 Nesting baskets
Pr_40_30_04_57 Nest poles and platforms
Pr_40_30_04_70 Raptor poles
Pr_40_30_20 Curtains and screens
Pr_40_30_20_02 Acoustic curtains
Pr_40_30_20_03 Acoustic screens
Pr_40_30_20_13 Choir screens
Pr_40_30_20_38 Hospital bed screens
Pr_40_30_20_58 Organ screens
Pr_40_30_20_59 Ornamental screens
Pr_40_30_20_63 Privacy curtain supports
Pr_40_30_20_64 Privacy curtains
Pr_40_30_20_65 Privacy screens
Pr_40_30_20_67 Polyvinyl chloride (PVC) strip curtains
Pr_40_30_20_70 Recessed curtain pelmets
Pr_40_30_20_71 Relaxation screens
Pr_40_30_20_77 Shower curtain rails
Pr_40_30_20_78 Shower curtains
Pr_40_30_20_83 Stage curtain supports
Pr_40_30_20_84 Stage curtains
Pr_40_30_20_86 Surface mounted curtain pelmets
Pr_40_30_20_96 Window curtain supports
Pr_40_30_20_97 Window curtains
Pr_40_30_21 Cycle stands and lockers
Pr_40_30_21_02 Aluminium cycle lockers
Pr_40_30_21_11 Carbon steel cycle lockers
Pr_40_30_21_12 Carbon steel cycle stands
Pr_40_30_21_13 Ceiling-mounted cycle supports
Pr_40_30_21_35 Ground-mounted cycle stands
Pr_40_30_21_36 Hardwood cycle stands
Pr_40_30_21_65 Plastics cycle lockers
Pr_40_30_21_83 Stainless steel cycle lockers
Pr_40_30_21_84 Stainless steel cycle stands
Pr_40_30_21_96 Wall-mounted cycle stands
Pr_40_30_22 Deterrents and traps
Pr_40_30_22_02 Animal deterrents
Pr_40_30_22_05 Bait stations
Pr_40_30_22_06 Bird deterrent spikes
Pr_40_30_22_11 Cage traps
Pr_40_30_22_14 Coiled wire bird deterrents
Pr_40_30_22_22 Decoy predators
Pr_40_30_22_26 Electric pulse tactile/track bird deterrents
Pr_40_30_22_30 Flight diverters
Pr_40_30_22_31 Frond bird deterrents
Pr_40_30_22_34 Guard barriers
Pr_40_30_22_38 Humane traps
Pr_40_30_22_40 Inclined surface bird deterrents
Pr_40_30_22_46 Laser bird repellers
Pr_40_30_22_48 Low tension wire bird (gull) deterrents
Pr_40_30_22_56 Non-toxic rat and mouse baits
Pr_40_30_22_60 Pheromone traps
Pr_40_30_22_64 Powered traps
Pr_40_30_22_66 Powered ultraviolet light traps
Pr_40_30_22_76 Scare eyes
Pr_40_30_22_80 Sonic deterrents
Pr_40_30_22_82 Spring traps
Pr_40_30_22_84 Sprung tension wire bird deterrents
Pr_40_30_22_87 Tactile gels and liquids deterrents
Pr_40_30_22_89 Taste and scent bird deterrents
Pr_40_30_22_92 Ultrasonic rodent repellers
Pr_40_30_22_95 Vision disturbance bird deterrents
Pr_40_30_22_96 Visual threat bird deterrents
Pr_40_30_25 Display and presentation fittings
Pr_40_30_25_03 Audible signs
Pr_40_30_25_04 Audio visual furniture
Pr_40_30_25_13 Chalkboards
Pr_40_30_25_17 Computer generated signs
Pr_40_30_25_21 Demountable podiums and staging
Pr_40_30_25_22 Desktop lecterns
Pr_40_30_25_23 Display screens
Pr_40_30_25_25 Dot matrix displays
Pr_40_30_25_30 Freestanding screens
Pr_40_30_25_42 Interactive whiteboards
Pr_40_30_25_46 Lecterns
Pr_40_30_25_47 Light emitting diode (LED) panels
Pr_40_30_25_48 Liquid crystal display (LCD) panels
Pr_40_30_25_50 Magnetic boards
Pr_40_30_25_55 Multimedia screens
Pr_40_30_25_58 Notice boards
Pr_40_30_25_64 Pinboards
Pr_40_30_25_65 Plasma display screens
Pr_40_30_25_67 Projection screens
Pr_40_30_25_71 Retail display fittings
Pr_40_30_25_88 Teaching walls
Pr_40_30_25_96 Whiteboards
Pr_40_30_26 Drying lines
Pr_40_30_26_12 Ceiling mounted clothes-drying lines
Pr_40_30_26_30 Folding wall mounted clothes-drying lines
Pr_40_30_26_32 Free standing clothes-drying lines
Pr_40_30_26_55 Multiple line retractable clothes-drying lines
Pr_40_30_26_63 Photographic film-drying lines
Pr_40_30_26_65 Portable clothes-drying lines
Pr_40_30_26_72 Rotary clothes-drying lines
Pr_40_30_26_79 Single line retractable clothes-drying lines
Pr_40_30_29 Fitted chairs, seats and benches
Pr_40_30_29_05 Auditorium seating
Pr_40_30_29_12 Choir seating
Pr_40_30_29_13 Choir stalls
Pr_40_30_29_22 Demountable seats
Pr_40_30_29_29 Fixed seats
Pr_40_30_29_31 Fixed observation poolside chairs
Pr_40_30_29_61 Pedicure chairs
Pr_40_30_29_72 Retractable seats
Pr_40_30_29_83 Spa foot ritual benches
Pr_40_30_29_84 Street and site benches
Pr_40_30_29_85 Street and site seats
Pr_40_30_29_88 Thrones
Pr_40_30_29_96 Wall-fixed lift-up seats
Pr_40_30_29_97 Wall-mounted gallery benches
Pr_40_30_30 Fitted desks, tables and worktops
Pr_40_30_30_18 Counter tops
Pr_40_30_30_22 Dishwasher inlet tables
Pr_40_30_30_23 Dishwasher outlet tables
Pr_40_30_30_32 Food preparation worktops
Pr_40_30_30_42 Industrial work benches
Pr_40_30_30_45 Kitchen splashbacks
Pr_40_30_30_47 Laboratory work benches
Pr_40_30_30_48 Laboratory worktops
Pr_40_30_30_62 Picnic tables
Pr_40_30_30_71 Reception desks
Pr_40_30_30_78 School art, design and technology work benches
Pr_40_30_30_79 Servery counters
Pr_40_30_30_80 Sink tables
Pr_40_30_30_86 Street and site tables
Pr_40_30_30_96 Worktops
Pr_40_30_31 Flagpoles
Pr_40_30_31_29 Fan-assisted ground-mounted flagpoles
Pr_40_30_31_33 Ground-mounted banner poles
Pr_40_30_31_34 Ground-mounted flagpoles
Pr_40_30_31_35 Ground-mounted sleeved flagpoles
Pr_40_30_31_53 Mobile telescopic flagpoles
Pr_40_30_31_70 Rigged and guyed flagpoles
Pr_40_30_31_71 Rigged un-guyed flagpoles
Pr_40_30_31_96 Wall-mounted flagpoles
Pr_40_30_50 Mail fittings
Pr_40_30_50_46 Letter boxes
Pr_40_30_50_47 Letter cages
Pr_40_30_50_48 Letter plate internal flaps and seals
Pr_40_30_50_49 Letter plates
Pr_40_30_50_62 Pigeonholes
Pr_40_30_50_65 Post boxes
Pr_40_30_55 Musical instruments
Pr_40_30_55_06 Bell frames
Pr_40_30_55_07 Bell headstocks
Pr_40_30_55_08 Bell wheels
Pr_40_30_55_10 Bracket bells
Pr_40_30_55_77 Ship’s bells
Pr_40_30_55_89 Tower bells
Pr_40_30_55_90 Tubular bells
Pr_40_30_55_91 Turret bells
Pr_40_30_61 Play equipment
Pr_40_30_61_15 Climbing frames
Pr_40_30_61_18 Combined play structures
Pr_40_30_61_40 Imaginative play structures
Pr_40_30_61_42 Infants' swings
Pr_40_30_61_52 Modular play climbers
Pr_40_30_61_61 Play panels
Pr_40_30_61_62 Play pools
Pr_40_30_61_63 Play roundabouts
Pr_40_30_61_64 Play runways
Pr_40_30_61_65 Play sandpits
Pr_40_30_61_66 Play slides
Pr_40_30_61_67 Play swings
Pr_40_30_61_77 See-saws
Pr_40_30_61_78 Sensory play structures
Pr_40_30_61_79 Sit-on rockers
Pr_40_30_61_82 Spinning poles
Pr_40_30_61_88 Traditional rockers
Pr_40_30_61_95 Water play equipment
Pr_40_30_61_96 Water play fountains
Pr_40_30_61_97 Water play structures
Pr_40_30_61_98 Wobble boards
Pr_40_30_65 Point of sale fittings
Pr_40_30_65_11 Cash registers
Pr_40_30_65_12 Cash transfer units
Pr_40_30_65_13 Cashier drawers
Pr_40_30_65_60 Paystations and troughs
Pr_40_30_65_65 Point of sale units
Pr_40_30_65_88 Tills
Pr_40_30_66 Poster display units
Pr_40_30_66_22 Digital poster display units
Pr_40_30_66_73 Rolling poster display units
Pr_40_30_66_74 Rotating poster display units
Pr_40_30_66_84 Static poster display units
Pr_40_30_71 Religious fittings
Pr_40_30_71_01 Abats-voix
Pr_40_30_71_03 Ambons
Pr_40_30_71_06 Baldachins
Pr_40_30_71_07 Bimahs
Pr_40_30_71_31 Fonts
Pr_40_30_71_36 Hassocks
Pr_40_30_71_51 Minbars
Pr_40_30_71_56 Nave lecterns
Pr_40_30_71_68 Pulpits
Pr_40_30_75 Safes and security cabinets
Pr_40_30_75_11 Cash safes
Pr_40_30_75_16 Computer safes
Pr_40_30_75_20 Cupboard safes
Pr_40_30_75_21 Data protection safes
Pr_40_30_75_22 Deposit safes
Pr_40_30_75_29 Fire protection safes
Pr_40_30_75_30 Firearm security cabinets
Pr_40_30_75_31 Floorboard safes
Pr_40_30_75_36 High security safes
Pr_40_30_75_38 Home and office safes
Pr_40_30_75_39 Hotel safes
Pr_40_30_75_45 Key safes
Pr_40_30_75_49 Lead security cabinets
Pr_40_30_75_51 Medical safes
Pr_40_30_75_55 Multi-purpose security cabinets
Pr_40_30_75_60 Parcel safes
Pr_40_30_75_63 Plate safes
Pr_40_30_75_76 Secure rooms
Pr_40_30_75_84 Steel security cabinets
Pr_40_30_75_90 Tool vaults
Pr_40_30_75_93 Underfloor safes
Pr_40_30_75_94 Vault doors
Pr_40_30_75_96 Wall safes
Pr_40_30_78 Shelves and storage units
Pr_40_30_78_01 Airing cabinets
Pr_40_30_78_02 Archive shelves
Pr_40_30_78_03 Bathroom cabinets
Pr_40_30_78_05 Bathroom furniture
Pr_40_30_78_06 Bathroom shelves
Pr_40_30_78_07 Bedside units
Pr_40_30_78_08 Bottle racks
Pr_40_30_78_09 Bowl and bucket holders
Pr_40_30_78_11 Chests
Pr_40_30_78_12 Classroom storage units
Pr_40_30_78_13 Cloakroom units
Pr_40_30_78_14 Clothes drying cabinets
Pr_40_30_78_15 Clothes hooks
Pr_40_30_78_16 Coat hooks
Pr_40_30_78_17 Coat racks
Pr_40_30_78_18 College bedroom shelves
Pr_40_30_78_19 Commercial kitchen shelving and racking units
Pr_40_30_78_20 Copyholders
Pr_40_30_78_21 Couch roll holders
Pr_40_30_78_22 Credenzas
Pr_40_30_78_23 Desk tidies
Pr_40_30_78_24 Display cases
Pr_40_30_78_25 Drawer units
Pr_40_30_78_26 Dressers
Pr_40_30_78_27 Equipment storage racks
Pr_40_30_78_28 External storage units
Pr_40_30_78_29 Filing cabinets
Pr_40_30_78_30 Folding tables storage cabinets
Pr_40_30_78_33 Glazed bookcases
Pr_40_30_78_40 Index storage units
Pr_40_30_78_41 In-the-round display cases
Pr_40_30_78_42 Kitchen drawer units
Pr_40_30_78_43 Kitchen bench cupboards
Pr_40_30_78_44 Kitchen overhead cupboards
Pr_40_30_78_45 Kitchen storage units
Pr_40_30_78_46 Laboratory storage units
Pr_40_30_78_47 Library shelf units
Pr_40_30_78_48 Lockers
Pr_40_30_78_51 Media wall partition units
Pr_40_30_78_53 Movable aisle storage units
Pr_40_30_78_55 Museum showcases
Pr_40_30_78_57 Office storage units
Pr_40_30_78_58 Open bookcases
Pr_40_30_78_63 Plan chests
Pr_40_30_78_65 Post room racks
Pr_40_30_78_70 Refrigerated mortuary storage units
Pr_40_30_78_71 Retail shelf units
Pr_40_30_78_72 Retail storage units
Pr_40_30_78_73 Rotary storage units
Pr_40_30_78_76 Security cages
Pr_40_30_78_77 Shelf units
Pr_40_30_78_78 Shelves
Pr_40_30_78_79 Shelf and racking units
Pr_40_30_78_80 Shoe trees
Pr_40_30_78_81 Sideboards
Pr_40_30_78_84 Storage carousels
Pr_40_30_78_85 Storage chests
Pr_40_30_78_86 Storage wall partition units
Pr_40_30_78_87 Suspension storage units
Pr_40_30_78_88 Table storage credenzas
Pr_40_30_78_90 Tool chests
Pr_40_30_78_93 Under-bed storage units
Pr_40_30_78_95 Wardrobe rails
Pr_40_30_78_96 Wardrobes
Pr_40_30_78_97 Weights storage racks
Pr_40_30_80 Skateboard installations
Pr_40_30_80_75 Skate bowls
Pr_40_30_80_77 Skate edges
Pr_40_30_80_78 Skate pipes
Pr_40_30_80_80 Skate platforms
Pr_40_30_80_81 Skate rails
Pr_40_30_80_82 Skate ramps
Pr_40_30_80_83 Skate stairs
Pr_40_30_83 Sports fittings
Pr_40_30_83_08 Basketball hoops
Pr_40_30_83_10 Bouldering holds
Pr_40_30_83_11 Bouldering walls
Pr_40_30_83_14 Climbing walls
Pr_40_30_83_37 Hanging and stretching equipment
Pr_40_30_84 Sports goals
Pr_40_30_84_04 American football goal posts
Pr_40_30_84_05 Australian football goal posts
Pr_40_30_84_28 Five-a-side football goals
Pr_40_30_84_29 Fixed water polo goals
Pr_40_30_84_30 Floating water polo goals
Pr_40_30_84_31 Football goals
Pr_40_30_84_33 Gaelic football goal posts
Pr_40_30_84_36 Handball goals
Pr_40_30_84_39 Hockey goals
Pr_40_30_84_40 Ice hockey goals
Pr_40_30_84_46 Lacrosse goals
Pr_40_30_84_56 Netball goals
Pr_40_30_84_65 Polo goal posts
Pr_40_30_84_69 Quidditch goals
Pr_40_30_84_74 Rugby goal posts
Pr_40_30_85 Sports netting
Pr_40_30_85_04 Archery nets
Pr_40_30_85_06 Badminton nets
Pr_40_30_85_17 Cricket nets
Pr_40_30_85_24 Driving range nets
Pr_40_30_85_34 Golf course nets
Pr_40_30_85_80 Space nets
Pr_40_30_85_85 Stadium nets
Pr_40_30_85_87 Tennis nets
Pr_40_30_85_95 Volleyball nets
Pr_40_30_86 Swimming pool fittings
Pr_40_30_86_22 Diving platforms
Pr_40_30_86_24 Diving springboards
Pr_40_30_86_28 False start posts
Pr_40_30_86_30 Fixed domestic diving boards
Pr_40_30_86_32 Fixed starting platforms
Pr_40_30_86_47 Lane rope storage floor cover plates
Pr_40_30_86_59 Pool rails
Pr_40_30_86_78 Small water flumes
Pr_40_30_86_80 Small water slides
Pr_40_30_86_88 Touch panels
Pr_40_30_86_90 Turning boards
Pr_40_30_86_95 Water polo catwalks
Pr_40_30_86_96 Water polo field markers
Pr_40_50 Furnishings
Pr_40_50_05 Artworks
Pr_40_50_05_02 Acrylic paintings
Pr_40_50_05_11 Carvings
Pr_40_50_05_13 Chalk drawings
Pr_40_50_05_14 Charcoal drawings
Pr_40_50_05_24 Drypoint prints
Pr_40_50_05_27 Embroideries
Pr_40_50_05_28 Etchings
Pr_40_50_05_29 Floor-mounted mobiles
Pr_40_50_05_30 Floor-mounted sculptures
Pr_40_50_05_33 Garden ornaments
Pr_40_50_05_41 Indoor ornaments
Pr_40_50_05_42 Installation pieces
Pr_40_50_05_43 Interactive artworks
Pr_40_50_05_46 Linoprints
Pr_40_50_05_51 Mixed media artworks
Pr_40_50_05_55 Murals
Pr_40_50_05_58 Oil paintings
Pr_40_50_05_60 Pastel drawings
Pr_40_50_05_62 Pencil drawings
Pr_40_50_05_66 Projected artworks
Pr_40_50_05_76 Screenprints
Pr_40_50_05_77 Sculptural reliefs
Pr_40_50_05_82 Sons et lumiéres
Pr_40_50_05_84 Stand-mounted sculptures
Pr_40_50_05_85 Statuary
Pr_40_50_05_86 Suspended mobiles
Pr_40_50_05_87 Tapestries
Pr_40_50_05_95 Wall hangings
Pr_40_50_05_96 Wall-mounted sculptures
Pr_40_50_05_97 Watercolour paintings
Pr_40_50_06 Beds
Pr_40_50_06_10 Bunk beds
Pr_40_50_06_11 Camp beds
Pr_40_50_06_14 Chair beds
Pr_40_50_06_16 Cots
Pr_40_50_06_18 Cradles
Pr_40_50_06_22 Divans
Pr_40_50_06_24 Double beds
Pr_40_50_06_30 Foldaway beds
Pr_40_50_06_31 Four-poster beds
Pr_40_50_06_32 Futons
Pr_40_50_06_36 Hammocks
Pr_40_50_06_37 Headboards
Pr_40_50_06_38 Hospital bedheads
Pr_40_50_06_39 Hospital beds
Pr_40_50_06_50 Mattresses
Pr_40_50_06_77 Single beds
Pr_40_50_06_96 Waterbeds
Pr_40_50_07 Bins and buckets
Pr_40_50_07_02 Aggregate bins
Pr_40_50_07_04 Ashtrays
Pr_40_50_07_07 Bin stores
Pr_40_50_07_10 Bulk storage fire sand bins
Pr_40_50_07_12 Cemetery flower baskets
Pr_40_50_07_19 Compost bins
Pr_40_50_07_22 Disposal containers
Pr_40_50_07_25 Dustbins
Pr_40_50_07_33 Galvanized steel fire buckets
Pr_40_50_07_35 Grit bins
Pr_40_50_07_46 Linen containers
Pr_40_50_07_47 Litter bins
Pr_40_50_07_56 Nappy disposal bins
Pr_40_50_07_57 Needle disposal boxes
Pr_40_50_07_58 Non-segregated waste bins
Pr_40_50_07_64 Plastics fire buckets
Pr_40_50_07_70 Recycling bins
Pr_40_50_07_71 Refuse bag holders
Pr_40_50_07_72 Refuse bins
Pr_40_50_07_75 Salt bins
Pr_40_50_07_76 Sanitary towel disposal bins
Pr_40_50_07_77 Segregated waste bins
Pr_40_50_07_96 Waste bins
Pr_40_50_12 Chairs, seats and benches
Pr_40_50_12_03 Armrests
Pr_40_50_12_04 Assembly stacking chairs
Pr_40_50_12_05 Auditorium chairs
Pr_40_50_12_06 Barbell benches
Pr_40_50_12_07 Benches
Pr_40_50_12_12 Ceremonial chairs
Pr_40_50_12_14 Chaises longue
Pr_40_50_12_15 Changing benches
Pr_40_50_12_16 Classroom seats
Pr_40_50_12_20 Deck chairs
Pr_40_50_12_21 Dining benches
Pr_40_50_12_22 Dining chairs
Pr_40_50_12_26 Easy chairs
Pr_40_50_12_27 Electrically operated chairs
Pr_40_50_12_30 Flip-up seats
Pr_40_50_12_31 Folding chairs
Pr_40_50_12_32 Footrests
Pr_40_50_12_33 Garden benches
Pr_40_50_12_37 High chairs
Pr_40_50_12_46 Library chairs
Pr_40_50_12_47 Linked seats
Pr_40_50_12_48 Lounge chairs
Pr_40_50_12_51 Meeting room chairs
Pr_40_50_12_57 Office chairs
Pr_40_50_12_59 Ottomans
Pr_40_50_12_62 Pews
Pr_40_50_12_63 Play chairs
Pr_40_50_12_64 Portable observation poolside chairs
Pr_40_50_12_71 Reception chairs
Pr_40_50_12_72 Reclining chairs
Pr_40_50_12_74 Rocking chairs
Pr_40_50_12_76 Settees
Pr_40_50_12_80 Sofa beds
Pr_40_50_12_81 Sofas
Pr_40_50_12_82 Stacking benches
Pr_40_50_12_83 Stacking chairs
Pr_40_50_12_84 Stacking pews
Pr_40_50_12_85 Stools
Pr_40_50_12_86 Study chairs
Pr_40_50_12_87 Swing chairs
Pr_40_50_12_88 Tennis umpire's stands
Pr_40_50_12_93 Upholstered benches
Pr_40_50_12_94 Utility weight benches
Pr_40_50_13 Clocks
Pr_40_50_13_06 Battery analogue clocks
Pr_40_50_13_22 Digital clocks
Pr_40_50_13_26 Electric clocks
Pr_40_50_13_29 Flip clocks
Pr_40_50_13_51 Mechanical clocks
Pr_40_50_13_61 Pendulum clocks
Pr_40_50_13_66 Projection clocks
Pr_40_50_13_70 Quartz clocks
Pr_40_50_13_71 Radio clocks
Pr_40_50_13_86 Sundials
Pr_40_50_13_89 Torsion pendulum clocks
Pr_40_50_13_96 Water clocks
Pr_40_50_21 Desks, tables and worktops
Pr_40_50_21_05 Audio-visual tables
Pr_40_50_21_08 Boardroom tables
Pr_40_50_21_10 Bureaux
Pr_40_50_21_11 Cable-managed podium tables
Pr_40_50_21_13 Classroom desks and tables
Pr_40_50_21_14 Coffee tables
Pr_40_50_21_15 Conference tables
Pr_40_50_21_16 Console tables
Pr_40_50_21_17 Computer desks
Pr_40_50_21_21 Desks
Pr_40_50_21_22 Dining tables
Pr_40_50_21_23 Display case tables
Pr_40_50_21_24 Drafting machines
Pr_40_50_21_25 Drawing boards
Pr_40_50_21_26 Dressing tables
Pr_40_50_21_29 Flip-top tables
Pr_40_50_21_30 Folding dining room tables
Pr_40_50_21_31 Folding tables
Pr_40_50_21_32 Food preparation tables
Pr_40_50_21_33 Gallery benches
Pr_40_50_21_44 Kitchenettes
Pr_40_50_21_45 Kitchen worktops
Pr_40_50_21_46 Laboratory work benches and tables
Pr_40_50_21_47 Laundry finishing tables
Pr_40_50_21_48 Laundry spotting tables
Pr_40_50_21_49 Light tables
Pr_40_50_21_50 Manicure finishing tables
Pr_40_50_21_51 Meeting room tables
Pr_40_50_21_58 Occasional tables
Pr_40_50_21_59 Office desks
Pr_40_50_21_60 Office tables
Pr_40_50_21_63 Play tables
Pr_40_50_21_70 Reading desks
Pr_40_50_21_73 Reference and search desks
Pr_40_50_21_76 School art, design and technology tables
Pr_40_50_21_84 Stand-up tables
Pr_40_50_21_85 Study desks
Pr_40_50_21_90 Touchdown desks
Pr_40_50_21_96 Workstations
Pr_40_50_21_98 Writing desks
Pr_40_50_21_99 Writing tablets (detachable)
Pr_40_50_28 Extinguishers and fire blankets
Pr_40_50_28_11 Carbon dioxide fire extinguishers
Pr_40_50_28_12 Carbon steel fire buckets
Pr_40_50_28_24 Dry powder fire extinguishers
Pr_40_50_28_28 Extinguisher floor stands
Pr_40_50_28_29 Fire protective blankets
Pr_40_50_28_30 Foam fire extinguishers
Pr_40_50_28_31 Fire suppression liquid
Pr_40_50_28_47 Heat protective blankets
Pr_40_50_28_64 Portable fire extinguishers
Pr_40_50_28_96 Water fire extinguishers
Pr_40_50_28_97 Wet chemical fire extinguishers
Pr_40_50_31 Furniture booths
Pr_40_50_31_51 Meeting booths
Pr_40_50_31_71 Restaurant booths
Pr_40_50_33 Garden furnishings
Pr_40_50_33_33 Garden awnings
Pr_40_50_33_34 Garden umbrellas
Pr_40_50_51 Medical chairs and couches
Pr_40_50_51_05 Bariatric patient chairs
Pr_40_50_51_06 Bariatric plinth couches
Pr_40_50_51_07 Blood sampling chairs
Pr_40_50_51_08 Bo-plinth couches
Pr_40_50_51_15 Commodes
Pr_40_50_51_21 Day care couches
Pr_40_50_51_22 Dental chairs
Pr_40_50_51_23 Dialysis chairs
Pr_40_50_51_25 Echocardiography couches
Pr_40_50_51_26 Ear, nose and throat (ENT) and ophthalmic chairs
Pr_40_50_51_27 Examination and treatment chairs
Pr_40_50_51_28 Examination and treatment couches
Pr_40_50_51_31 Foot stools
Pr_40_50_51_34 Gynaecology chairs
Pr_40_50_51_35 Gynaecology couches
Pr_40_50_51_51 Minor operations couches
Pr_40_50_51_58 Oncology chairs
Pr_40_50_51_59 Outpatients couches
Pr_40_50_51_61 Phlebotomy chairs
Pr_40_50_51_62 Phlebotomy couches
Pr_40_50_51_63 Plaster chairs
Pr_40_50_51_65 Podiatry chairs
Pr_40_50_51_71 Reclining treatment armchairs
Pr_40_50_51_75 Sanitary seats
Pr_40_50_51_84 Step stools
Pr_40_50_51_92 Ultrasound couches
Pr_40_50_52 Medical desks, tables and worktops
Pr_40_50_52_22 Dissection tables
Pr_40_50_52_50 Mayo tables
Pr_40_50_52_57 Operating theatre tables
Pr_40_50_52_58 Overbed tables
Pr_40_50_52_59 Overchair tables
Pr_40_50_52_65 Post-mortem tables
Pr_40_50_52_88 Tilt tables
Pr_40_50_53 Medical trolleys
Pr_40_50_53_04 Armchair patient trolleys
Pr_40_50_53_06 Bariatric patient trolleys
Pr_40_50_53_24 Dressing trolleys
Pr_40_50_53_27 Emergency trolleys
Pr_40_50_53_33 General purpose medical trolleys
Pr_40_50_53_41 Instruments trolleys
Pr_40_50_53_48 Lockable hospital trolleys
Pr_40_50_53_51 Medical service carts
Pr_40_50_53_60 Patient notes trolleys
Pr_40_50_53_61 Patient trolleys
Pr_40_50_53_62 Phlebotomy trolleys
Pr_40_50_53_66 Procedure trolleys
Pr_40_50_53_81 Soiled linen trolleys
Pr_40_50_81 Soft furnishings
Pr_40_50_81_06 Beanbags
Pr_40_50_81_07 Blankets
Pr_40_50_81_20 Cushions
Pr_40_50_81_25 Duvets
Pr_40_50_81_29 Flannels
Pr_40_50_81_56 Napkins
Pr_40_50_81_62 Pillows
Pr_40_50_81_63 Placemats
Pr_40_50_81_73 Rugs
Pr_40_50_81_74 Runners
Pr_40_50_81_77 Sheets
Pr_40_50_81_86 Swags
Pr_40_50_81_87 Tablecloths
Pr_40_50_81_90 Towels
Pr_40_50_81_91 Trimmings
Pr_40_50_81_94 Valances
Pr_40_50_83 Sports furnishings
Pr_40_50_83_06 Balancing equipment
Pr_40_50_83_19 Cricket wicket stump boxes
Pr_40_50_83_20 Cycle ramps
Pr_40_50_83_28 Equestrian riding equipment
Pr_40_50_83_29 Fencing pistes
Pr_40_50_83_44 Jumping equipment
Pr_40_50_84 Stands
Pr_40_50_84_09 Bowl stands
Pr_40_50_84_23 Display banner stands
Pr_40_50_84_28 Exhibit stands
Pr_40_50_84_36 Hat stands
Pr_40_50_84_42 Infusion stands
Pr_40_50_84_51 Medical equipment stands
Pr_40_50_84_66 Print stands
Pr_40_50_84_92 Umbrella stands
Pr_40_50_86 Swimming pool furnishings
Pr_40_50_86_46 Lane rope storage bags
Pr_40_50_86_62 Portable domestic diving boards
Pr_40_50_86_64 Portable starting platforms
Pr_40_50_86_66 Private use pool covers
Pr_40_50_86_68 Public use pool covers
Pr_40_50_90 Trolleys
Pr_40_50_90_08 Book trolleys
Pr_40_50_90_15 Computer trolleys
Pr_40_50_90_30 Fire trolleys
Pr_40_50_90_31 Food preparation trolleys
Pr_40_50_90_32 Food service trolleys
Pr_40_50_90_33 Furniture trolleys
Pr_40_50_90_46 Laundry trolleys
Pr_40_50_90_47 Laundry bag trolleys
Pr_40_50_90_49 Luggage trolleys
Pr_40_50_90_52 Mailroom trolleys
Pr_40_50_90_64 Pool lane rope storage trolleys
Pr_40_50_90_72 Relay break detector storage trolleys
Pr_40_50_90_76 Shopping trolleys
Pr_40_50_90_82 Spa treatment trolleys
Pr_40_50_90_87 Table storage trolleys
Pr_40_50_90_88 Touchpad storage trolleys
Pr_40_50_96 Wheels
Pr_40_50_96_11 Castors
Pr_40_70 Equipment
Pr_40_70_05 Audio visual equipment
Pr_40_70_05_70 Radios
Pr_40_70_05_88 Televisions
Pr_40_70_13 Cleaning equipment
Pr_40_70_13_50 Machine parts cleaning washer units
Pr_40_70_13_58 Oil spillage cleaning units
Pr_40_70_13_60 Orbital tank cleaners
Pr_40_70_13_72 Robotic cleaning units
Pr_40_70_15 Cold water supply sources
Pr_40_70_15_96 Water coolers
Pr_40_70_21 Dishwashers
Pr_40_70_21_16 Conveyor dishwashers
Pr_40_70_21_22 Dish and utensil washers
Pr_40_70_21_24 Domestic dishwashers
Pr_40_70_21_30 Flight dishwashers
Pr_40_70_21_60 Pass-through dishwashers
Pr_40_70_21_92 Under-counter dishwashers
Pr_40_70_22 Dispensers and acceptance units
Pr_40_70_22_05 Automated teller machines
Pr_40_70_22_06 Barrier parking control units
Pr_40_70_22_11 Cash dispensers
Pr_40_70_22_15 Cold drink dispensers
Pr_40_70_22_16 Collection boxes
Pr_40_70_22_17 Condom dispensers
Pr_40_70_22_22 Disposable apron dispensers
Pr_40_70_22_23 Disposable glove dispensers
Pr_40_70_22_24 Donation boxes
Pr_40_70_22_25 Drive-by cash payment units
Pr_40_70_22_29 Facial tissue dispensers
Pr_40_70_22_31 Food waste disposal units
Pr_40_70_22_36 Hand cleaning gel dispensers
Pr_40_70_22_37 Hot drink dispensers
Pr_40_70_22_38 Hot food dispensers
Pr_40_70_22_47 Leaflet dispensers
Pr_40_70_22_52 Multi-function dispensers
Pr_40_70_22_56 Newspaper dispensers
Pr_40_70_22_60 Packaged goods dispensers
Pr_40_70_22_61 Paper roll dispensers
Pr_40_70_22_62 Paper towel dispensers
Pr_40_70_22_63 Parking meters
Pr_40_70_22_64 Pay and display units
Pr_40_70_22_66 Plate dispensers
Pr_40_70_22_71 Refreshment dispensers
Pr_40_70_22_75 Sanitary towel dispensers
Pr_40_70_22_77 Shaving product dispensers
Pr_40_70_22_80 Snack dispensers
Pr_40_70_22_81 Soap dispensers
Pr_40_70_22_85 Surface wipes dispensers
Pr_40_70_22_86 Sweets dispensers
Pr_40_70_22_88 Ticket dispensers
Pr_40_70_22_90 Toilet paper dispensers
Pr_40_70_22_92 Tool dispensers
Pr_40_70_23 Display and service catering products
Pr_40_70_23_06 Bains-marie
Pr_40_70_23_24 Drinks chillers
Pr_40_70_23_27 Espresso machines
Pr_40_70_23_31 Food display units
Pr_40_70_23_33 Food sneeze guards
Pr_40_70_23_40 Icemakers
Pr_40_70_23_42 Instant boiling and cold water taps
Pr_40_70_23_53 Mobile bains-marie
Pr_40_70_23_54 Mobile plain top hot cupboards
Pr_40_70_23_71 Refrigerated display cabinets
Pr_40_70_23_72 Refrigerated display counters
Pr_40_70_23_84 Static plain top hot cupboards
Pr_40_70_23_86 Sushi trains
Pr_40_70_24 Domestic cooking equipment
Pr_40_70_24_07 Built-in electric hobs
Pr_40_70_24_08 Built-in electric ovens
Pr_40_70_24_09 Built-in gas hobs
Pr_40_70_24_10 Built-in gas ovens
Pr_40_70_24_11 Built-in microwave ovens
Pr_40_70_24_15 Combination microwave ovens
Pr_40_70_24_26 Electric barbecues
Pr_40_70_24_27 Electric ranges
Pr_40_70_24_33 Gas barbecues
Pr_40_70_24_34 Gas ranges
Pr_40_70_24_35 Gas free-standing cookers
Pr_40_70_24_45 Kettles
Pr_40_70_24_81 Solid fuel barbecues
Pr_40_70_25 Domestic laundry equipment
Pr_40_70_25_45 Laundry tumble dryers
Pr_40_70_25_46 Laundry washer-dryers
Pr_40_70_25_47 Laundry washing machines
Pr_40_70_27 Environmental protection equipment
Pr_40_70_27_56 Oil containment booms
Pr_40_70_29 Fire simulation equipment
Pr_40_70_29_01 Aircraft fire training simulators
Pr_40_70_31 Food refrigerators and freezers
Pr_40_70_31_06 Blast chiller cabinets
Pr_40_70_31_08 Blast freezer cabinets
Pr_40_70_31_29 Freezer cabinets
Pr_40_70_31_30 Freezer counters
Pr_40_70_31_31 Freezers
Pr_40_70_31_32 Fridge-freezers
Pr_40_70_31_70 Refrigerated cabinets
Pr_40_70_31_71 Refrigerated counters
Pr_40_70_31_72 Refrigerators
Pr_40_70_35 General workshop equipment
Pr_40_70_35_15 Clipping machines
Pr_40_70_35_35 Guillotines
Pr_40_70_35_50 Magnetic tool holders
Pr_40_70_35_60 Packaging machines
Pr_40_70_35_67 Punch machines
Pr_40_70_35_77 Shaping machines
Pr_40_70_35_80 Slotting machines
Pr_40_70_35_84 Strapping machines
Pr_40_70_35_88 Threading machines
Pr_40_70_46 Laundry fittings and equipment
Pr_40_70_46_24 Dryer ironers
Pr_40_70_46_25 Dry work presses
Pr_40_70_46_30 Flatwork ironers
Pr_40_70_46_31 Form finishers
Pr_40_70_46_39 Hydro extractors
Pr_40_70_46_42 Ironing tables
Pr_40_70_46_45 Laundry cabinets
Pr_40_70_46_46 Laundry feeders
Pr_40_70_46_47 Laundry folders
Pr_40_70_46_48 Laundry recovery tanks
Pr_40_70_46_72 Roller ironers
Pr_40_70_46_77 Shirt finishers
Pr_40_70_46_82 Spotting cabinets
Pr_40_70_46_83 Spotting tables
Pr_40_70_46_90 Trouser presses
Pr_40_70_46_96 Washer extractors
Pr_40_70_46_98 Water extraction presses
Pr_40_70_46_99 Wet work presses
Pr_40_70_47 Laundry washers and dryers
Pr_40_70_47_06 Barrier washers
Pr_40_70_47_07 Batch laundry dryers
Pr_40_70_47_08 Batch laundry washers
Pr_40_70_47_32 Front-loading washers
Pr_40_70_47_46 Laundry dryers
Pr_40_70_47_75 Sanitary barrier washers
Pr_40_70_47_91 Tumble dryers
Pr_40_70_47_97 Washer dryers
Pr_40_70_50 Mail equipment
Pr_40_70_50_32 Franking machines
Pr_40_70_50_65 Post handling equipment
Pr_40_70_51 Medical and laboratory equipment
Pr_40_70_51_04 Autoclaves
Pr_40_70_51_10 Calorimeters
Pr_40_70_51_16 Contamination control equipment
Pr_40_70_51_22 Defibrillator units
Pr_40_70_51_30 Fermenters
Pr_40_70_51_32 First aid kits
Pr_40_70_51_42 Incubators
Pr_40_70_51_44 Jacketed vessels
Pr_40_70_51_51 Microscopes
Pr_40_70_51_59 Operating theatre equipment
Pr_40_70_51_60 Oscilloscopes
Pr_40_70_51_70 Retrievers
Pr_40_70_51_84 Sterilisation equipment
Pr_40_70_51_94 Vacuum furnaces
Pr_40_70_55 Mooring and docking equipment
Pr_40_70_55_05 Arch fenders
Pr_40_70_55_15 Capstan
Pr_40_70_55_20 Cone fenders
Pr_40_70_55_22 Cell fenders
Pr_40_70_55_50 Magnetic mooring devices
Pr_40_70_55_53 Mooring line tensioners
Pr_40_70_55_61 Pneumatic fenders
Pr_40_70_55_69 Quick release mooring hooks
Pr_40_70_55_95 Vacuum mooring devices
Pr_40_70_58 Office equipment
Pr_40_70_58_23 Document shredders
Pr_40_70_58_46 Label makers
Pr_40_70_58_60 Paper laminators
Pr_40_70_62 Personal dryers
Pr_40_70_62_09 Body dryers
Pr_40_70_62_29 Face dryers
Pr_40_70_62_36 Hair dryers
Pr_40_70_62_37 Hand dryers
Pr_40_70_63 Photographic equipment
Pr_40_70_63_04 Automated film developing equipment
Pr_40_70_63_05 Automated printing equipment
Pr_40_70_63_28 Enlargers
Pr_40_70_63_35 Graphics cameras
Pr_40_70_65 Preparation catering equipment
Pr_40_70_65_16 Conveyor toasters
Pr_40_70_65_17 Drink making equipment
Pr_40_70_65_18 Electric boiling pans
Pr_40_70_65_19 Electric boiling tables
Pr_40_70_65_20 Electric bratt pans
Pr_40_70_65_21 Electric cooking ranges
Pr_40_70_65_22 Electric deep fat fryers
Pr_40_70_65_23 Electric fryers
Pr_40_70_65_24 Electric griddles
Pr_40_70_65_25 Electric grills
Pr_40_70_65_26 Electric hot water dispensers
Pr_40_70_65_27 Electric ovens
Pr_40_70_65_28 Electric steaming ovens
Pr_40_70_65_29 Food blenders
Pr_40_70_65_30 Food mincers
Pr_40_70_65_31 Food mixers
Pr_40_70_65_32 Food smokers
Pr_40_70_65_33 Gas boiling pans
Pr_40_70_65_34 Gas boiling tables
Pr_40_70_65_35 Gas bratt pans
Pr_40_70_65_36 Gas cooking ranges
Pr_40_70_65_37 Gas deep fat fryers
Pr_40_70_65_38 Gas fryers
Pr_40_70_65_39 Gas griddles
Pr_40_70_65_40 Gas grills
Pr_40_70_65_41 Gas ovens
Pr_40_70_65_42 Gas steaming ovens
Pr_40_70_65_43 General purpose electric ovens
Pr_40_70_65_44 General purpose gas ovens
Pr_40_70_65_45 Gravity feed slicers
Pr_40_70_65_46 Hot cupboards
Pr_40_70_65_51 Microwave ovens
Pr_40_70_65_65 Potato peelers
Pr_40_70_65_79 Slot toasters
Pr_40_70_65_94 Vegetable preparation machines
Pr_40_70_67 Projectors
Pr_40_70_67_14 Cinematic projectors
Pr_40_70_67_22 Digital projectors
Pr_40_70_67_29 Film projectors
Pr_40_70_67_63 Planetarium projectors
Pr_40_70_67_79 Slide projectors
Pr_40_70_71 Recreation equipment
Pr_40_70_71_04 Arcade machines
Pr_40_70_71_87 Tanning units
Pr_40_70_73 Rolling stock depot equipment
Pr_40_70_73_06 Bogie drops
Pr_40_70_73_07 Bogie presses
Pr_40_70_73_08 Bogie racks
Pr_40_70_73_09 Bogie turntables
Pr_40_70_73_10 Bogie workstands
Pr_40_70_73_23 Drophead buckeye couplers
Pr_40_70_73_24 Drophead buckeye drawgears
Pr_40_70_73_30 Fixed CETs
Pr_40_70_73_47 Lifting tables
Pr_40_70_73_70 Rail vehicle lifting jacks
Pr_40_70_73_73 Retractable buffers
Pr_40_70_73_75 Sand plant
Pr_40_70_73_95 Wheel drops
Pr_40_70_73_96 Wheel lathes
Pr_40_70_73_97 Wheelset presses
Pr_40_70_73_98 Wheel stops
Pr_40_70_75 Safety equipment
Pr_40_70_75_01 Access cradles
Pr_40_70_75_27 Electrically powered winches
Pr_40_70_75_28 Evacuation chairs
Pr_40_70_75_29 Fall arrester devices
Pr_40_70_75_33 Gantries
Pr_40_70_75_35 Guided type fall arresters
Pr_40_70_75_36 Hand climbing devices
Pr_40_70_75_37 Harnesses and lanyards
Pr_40_70_75_39 Hoist equipment storage units
Pr_40_70_75_50 Manual push
Pr_40_70_75_51 Manual winches
Pr_40_70_75_55 Mullion guides
Pr_40_70_75_66 Protection netting
Pr_40_70_75_72 Rope and pulley devices
Pr_40_70_75_75 Safety access anchor devices
Pr_40_70_75_76 Safety access equipment winding handles
Pr_40_70_75_77 Safety harnesses
Pr_40_70_75_79 Safety netting
Pr_40_70_75_81 Spillage control kits
Pr_40_70_75_82 Stair climbing trolleys
Pr_40_70_75_83 Suspended access tracks
Pr_40_70_75_84 Suspended chairs
Pr_40_70_75_85 Suspension rigs
Pr_40_70_75_86 Suspension rope restraints
Pr_40_70_75_96 Working platforms
Pr_40_70_75_97 Working platform storage units
Pr_40_70_84 Sports equipment
Pr_40_70_84_01 Abdominal machines
Pr_40_70_84_04 Arm machines
Pr_40_70_84_06 Back machines
Pr_40_70_84_11 Cable machines
Pr_40_70_84_13 Chest and shoulder machines
Pr_40_70_84_16 Cross trainers
Pr_40_70_84_26 Elliptical trainers
Pr_40_70_84_27 Exercise bikes
Pr_40_70_84_46 Leg machines
Pr_40_70_84_47 Leverage units
Pr_40_70_84_55 Multi-gyms
Pr_40_70_84_65 Pool, snooker and billiards tables
Pr_40_70_84_66 Power cages and racks
Pr_40_70_84_67 Power plates
Pr_40_70_84_68 Punch bags
Pr_40_70_84_72 Rowing machines
Pr_40_70_84_80 Smith machines
Pr_40_70_84_84 Steppers
Pr_40_70_84_86 Suspension trainers
Pr_40_70_84_90 Trampolines
Pr_40_70_84_91 Treadmills
Pr_40_70_84_92 Upper body trainers
Pr_40_70_84_94 Vertical knee raise and dip machines
Pr_40_70_85 Stage equipment
Pr_40_70_85_31 Fly/ pulley bars
Pr_40_70_86 Swimming pool equipment
Pr_40_70_86_02 Air cushion equipment
Pr_40_70_86_08 Buoyancy-aided movable floors
Pr_40_70_86_10 Buoyancy-aided movable bulkheads
Pr_40_70_86_52 Mechanical drive movable floors
Pr_40_70_86_60 Pool structure-supported movable bulkheads
Pr_40_70_86_84 Surface agitation equipment
Pr_40_70_86_94 Water polo ball release devices
Pr_40_70_86_98 Wave machine equipment
Pr_40_70_96 Water control equipment
Pr_40_70_96_30 Flow control device chambers
Pr_40_70_96_31 Flow control devices
Pr_40_70_99 Weighing equipment
Pr_40_70_99_22 Digital scales
Pr_40_70_99_42 Industrial scales
Pr_40_70_99_45 Kitchen scales
Pr_40_70_99_62 Personnel weighing scales
Pr_45 Flora and fauna products
Pr_45_28 Fauna products
Pr_45_28_30 Fish pass products
Pr_45_28_30_27 Eel and elver passes
Pr_45_28_30_46 Larinier fish passes
Pr_45_28_30_78 Siphon fish passes
Pr_45_30 Flora products
Pr_45_30_04 Artificial plants
Pr_45_30_04_02 Artificial grass
Pr_45_30_04_03 Artificial low growing trees
Pr_45_30_04_04 Artificial topiary and pleaching
Pr_45_30_04_05 Artificial trees
Pr_45_30_04_64 Polyester silk plants
Pr_45_30_04_66 Preserved plants
Pr_45_30_10 Bulbs, corms, tubers and dormant roots
Pr_45_30_10_04 Annual tubers
Pr_45_30_10_10 Bulbs
Pr_45_30_10_15 Corms
Pr_45_30_10_62 Perennial roots
Pr_45_30_10_63 Perennial tubers
Pr_45_30_36 Herbaceous and aquatic plants
Pr_45_30_36_02 Annual plugs
Pr_45_30_36_03 Aquatic plant bare roots and clumps
Pr_45_30_36_04 Aquatic plant bunches
Pr_45_30_36_05 Aquatic plant pots and baskets
Pr_45_30_36_06 Aquatic plant plugs
Pr_45_30_36_11 Cell-grown annuals
Pr_45_30_36_13 Cell-grown perennials
Pr_45_30_36_14 Container-grown aquatic plants
Pr_45_30_36_15 Container-grown annuals
Pr_45_30_36_16 Container-grown perennials
Pr_45_30_36_64 Perennial clumps
Pr_45_30_36_65 Perennial plugs
Pr_45_30_76 Seeds
Pr_45_30_76_29 Flower seeds
Pr_45_30_76_32 Fruit seeds
Pr_45_30_76_34 Grass seeds
Pr_45_30_76_39 Hydroseeding mixes
Pr_45_30_76_48 Locally collected seeds
Pr_45_30_76_77 Site-grown temporary crop seeds
Pr_45_30_76_90 Tree and shrub seeds
Pr_45_30_76_94 Vegetable seeds
Pr_45_30_76_97 Wildflower seeds
Pr_45_30_80 Shrubs and woody climbers
Pr_45_30_80_04 Bare-root climbers
Pr_45_30_80_06 Bare-root cutting-raised roses
Pr_45_30_80_08 Bare-root shrubs
Pr_45_30_80_10 Bare-root budded roses
Pr_45_30_80_11 Cell-grown climbers
Pr_45_30_80_12 Cell-grown shrubs
Pr_45_30_80_14 Container-grown bamboos
Pr_45_30_80_15 Container-grown budded roses
Pr_45_30_80_16 Container-grown climbers
Pr_45_30_80_18 Container-grown cutting-raised roses
Pr_45_30_80_20 Container-grown shrubs
Pr_45_30_80_71 Rootballed bamboos
Pr_45_30_80_73 Rootballed shrubs
Pr_45_30_90 Trees
Pr_45_30_90_05 Bare-root conifers
Pr_45_30_90_07 Bare-root fruit trees
Pr_45_30_90_09 Bare-root trees
Pr_45_30_90_11 Cell-grown conifers
Pr_45_30_90_13 Cell-grown trees
Pr_45_30_90_17 Container-grown conifers
Pr_45_30_90_19 Container-grown fruit trees
Pr_45_30_90_21 Container-grown trees
Pr_45_30_90_72 Rootballed conifers
Pr_45_30_90_74 Rootballed trees
Pr_45_31 Formless flora and fauna products
Pr_45_31_03 Animal biocides
Pr_45_31_03_08 Biological controls
Pr_45_31_03_42 Insecticides
Pr_45_31_03_64 Poisons
Pr_45_31_03_72 Rodenticides
Pr_45_31_03_88 Termite-resistant granules
Pr_45_31_03_90 Termiticides
Pr_45_31_03_96 Worm controls
Pr_45_31_37 Herbicides
Pr_45_31_37_15 Combined selective lawn herbicide and feed mixes
Pr_45_31_37_56 Non-selective contact herbicides
Pr_45_31_37_57 Non-selective residual herbicides
Pr_45_31_37_58 Non-selective systemic herbicides
Pr_45_31_37_76 Selective herbicides
Pr_45_31_52 Microbial biocides
Pr_45_31_52_03 Algaecides
Pr_45_31_52_07 Biocides
Pr_45_31_52_31 Fungicidal solutions
Pr_45_31_52_32 Fungicides
Pr_45_31_52_55 Non-oxidizing water treatment biocides
Pr_45_31_52_59 Oxidizing water treatment biocides
Pr_45_31_52_62 Plant fungicides
Pr_45_31_52_73 Root sealers
Pr_45_31_52_86 Surface biocides
Pr_45_31_52_97 Vermicides
Pr_45_31_63 Plant-based fibres
Pr_45_31_63_14 Coir fibres
Pr_45_31_63_15 Combed wheat reed
Pr_45_31_63_16 Compostable plant material
Pr_45_31_63_30 Flax fibres
Pr_45_31_63_37 Hemp fibres
Pr_45_31_63_44 Jute fibres
Pr_45_31_63_47 Long straw
Pr_45_31_63_48 Loose straw
Pr_45_31_63_56 Natural bark
Pr_45_31_63_60 Paper bales
Pr_45_31_63_64 Playground bark
Pr_45_31_63_76 Sedge
Pr_45_31_63_78 Sisal fibres
Pr_45_31_63_80 Sphagnum moss
Pr_45_31_63_84 Straw bales
Pr_45_31_63_96 Water reed
Pr_45_31_63_97 Wood chips
Pr_45_31_63_98 Wood fibres
Pr_45_31_89 Topsoils, feeds and growing mediums
Pr_45_31_89_08 Blood and bonemeal
Pr_45_31_89_15 Compost dressings
Pr_45_31_89_16 Composted materials
Pr_45_31_89_35 Green roof substrates
Pr_45_31_89_41 Imported growing mediums
Pr_45_31_89_42 Imported topsoils
Pr_45_31_89_43 Inorganic fertilizers
Pr_45_31_89_50 Manufactured growing mediums
Pr_45_31_89_51 Manufactured topsoils
Pr_45_31_89_52 Manures
Pr_45_31_89_55 Mycorrhizal inoculants
Pr_45_31_89_57 Non-compost turf dressings
Pr_45_31_89_58 Organic fertilizers
Pr_45_31_89_75 Sanitized and stabilized composts
Pr_45_31_89_80 Soil amelioration aggregates
Pr_45_31_89_81 Soil amelioration industrial by-products
Pr_45_31_89_82 Soil amelioration minerals
Pr_45_31_89_83 Soil conditioning agents
Pr_45_31_89_84 Soil moisture retention additives
Pr_45_57 Non-rigid sheet, mat and strip flora and fauna products
Pr_45_57_91 Turf and pre-planted substrates
Pr_45_57_91_20 Cultivated turf
Pr_45_57_91_56 Natural turf
Pr_45_57_91_63 Pre-planted coir rolls
Pr_45_57_91_64 Pre-planted pallets
Pr_45_57_91_65 Pre-planted vegetation mats
Pr_45_57_91_67 Pre-seeded mats
Pr_45_57_91_76 Seeded area turf edging
Pr_45_63 Plant support products
Pr_45_63_63 Plant containers
Pr_45_63_63_02 Aluminium divided modular units
Pr_45_63_63_03 Aluminium edge retaining profiles
Pr_45_63_63_04 Aluminium plant containers
Pr_45_63_63_05 Aquatic plant containers
Pr_45_63_63_07 Biodegradable plant containers
Pr_45_63_63_11 Cast and wrought iron plant containers
Pr_45_63_63_15 Concrete and reconstituted aggregate plant containers
Pr_45_63_63_17 Cropping bags
Pr_45_63_63_22 Divided modular planting units
Pr_45_63_63_29 Flower pouches
Pr_45_63_63_34 Glass-reinforced plastic (GRP) and advanced composite (AC) plant containers
Pr_45_63_63_36 Hanging plant containers
Pr_45_63_63_37 Herb planters
Pr_45_63_63_38 Herb wheels
Pr_45_63_63_56 Natural planting cassettes
Pr_45_63_63_62 Plastics divided modular units
Pr_45_63_63_64 Polymer plant containers
Pr_45_63_63_65 Potato planters
Pr_45_63_63_72 Round plant containers
Pr_45_63_63_80 Square plant containers
Pr_45_63_63_81 Stainless steel divided modular units
Pr_45_63_63_82 Stainless steel edge retaining profiles
Pr_45_63_63_83 Stainless steel plant containers
Pr_45_63_63_84 Steel plant containers
Pr_45_63_63_85 Stone plant containers
Pr_45_63_63_86 Strawberry planters
Pr_45_63_63_87 Terracotta plant containers
Pr_45_63_63_88 Terrariums
Pr_45_63_63_89 Treated timber plant containers
Pr_45_63_63_90 Trough plant containers
Pr_45_63_63_92 Untreated timber plant containers
Pr_45_63_63_94 Vases
Pr_45_63_63_96 Wall planters
Pr_45_63_63_97 Window boxes
Pr_45_63_64 Plant support and protection
Pr_45_63_64_11 Canes
Pr_45_63_64_14 Climbing plant supports
Pr_45_63_64_15 Concrete tree surrounds
Pr_45_63_64_30 Floral foam fixing mediums
Pr_45_63_64_33 Geocellular modular plastics structured soil units
Pr_45_63_64_35 Guy wire kits
Pr_45_63_64_63 Plastics mesh reinforcement
Pr_45_63_64_66 Polystyrene (PS) fixing mediums
Pr_45_63_64_67 Protective fencing
Pr_45_63_64_72 Rootball securing frames
Pr_45_63_64_78 Shrub protectors
Pr_45_63_64_80 Softwood pegs
Pr_45_63_64_83 Stake ties
Pr_45_63_64_84 Stakes
Pr_45_63_64_86 Tensioned wire trellises
Pr_45_63_64_87 Tree grilles
Pr_45_63_64_88 Tree guards
Pr_45_63_64_89 Tree protectors
Pr_45_63_64_90 Trellises
Pr_45_63_64_96 Weed control mats
Pr_50 Fabric accessory products
Pr_60 Services source products
Pr_60_45 Water filtration and treatment products
Pr_60_45_01 Aerator products
Pr_60_45_01_11 Cascade trays
Pr_60_45_01_30 Fine bubble diffuser manifolds
Pr_60_45_01_37 High speed vertical shaft surface aerators
Pr_60_45_01_38 Horizontal shaft surface aerators
Pr_60_45_01_44 Jet aeration manifolds
Pr_60_45_01_48 Low speed vertical shaft surface aerators
Pr_60_45_01_96 Wind powered aerators
Pr_60_45_03 Air blower products
Pr_60_45_03_12 Centrifugal blowers
Pr_60_45_03_72 Rotary lobe air blowers
Pr_60_45_03_73 Rotary screw blowers
Pr_60_45_03_78 Side channel blowers
Pr_60_45_07 Biological filtration wastewater treatment products
Pr_60_45_07_21 De Hoxar separators
Pr_60_45_07_22 Dissolved air flotation plants
Pr_60_45_07_23 Disc biological filters
Pr_60_45_07_25 Drum filters
Pr_60_45_07_46 Lamella plate packs
Pr_60_45_07_51 Membrane bio-reactors
Pr_60_45_07_60 Packaged lamella units
Pr_60_45_07_72 Rotating biological contactors
Pr_60_45_12 Centrifuge products
Pr_60_45_22 Decanters
Pr_60_45_22_30 Floating decanters
Pr_60_45_22_52 Motor driven moving arm decanters
Pr_60_45_24 Distributor products
Pr_60_45_24_52 Motorized trickling filter distributor arms
Pr_60_45_24_60 Paddlewheel trickling filter distributor arms
Pr_60_45_24_72 Rotary reaction trickling filter distributor arms and syphons
Pr_60_45_24_90 Turbine trickling filter distributor arms
Pr_60_45_29 Filtration mediums
Pr_60_45_29_14 Clay trickling filter floor tiles
Pr_60_45_29_16 Concrete trickling filter floor tiles
Pr_60_45_29_65 Plastics structured cross-flow mediums
Pr_60_45_29_70 Random packed plastics mediums
Pr_60_45_30 Flow control products
Pr_60_45_30_15 Composite plastics penstocks
Pr_60_45_30_23 Diffuser drums
Pr_60_45_30_31 Float activated flow control units
Pr_60_45_30_52 Metal penstocks
Pr_60_45_30_83 Stop gates
Pr_60_45_30_84 Stop logs
Pr_60_45_30_93 Vortex water flow controls
Pr_60_45_30_95 Water baffles
Pr_60_45_30_96 Weir gates
Pr_60_45_30_97 Weir plates
Pr_60_45_33 Grit trap products
Pr_60_45_33_17 Cross-flow separators
Pr_60_45_33_57 Non-powered vortex separators
Pr_60_45_33_65 Powered vortex flow separators
Pr_60_45_34 Grit classifier products
Pr_60_45_34_15 Classifier vortex washer and de-waterers
Pr_60_45_34_71 Reciprocating rake classifiers
Pr_60_45_34_76 Screw classifiers
Pr_60_45_46 Launder trough products
Pr_60_45_46_46 Launder troughs
Pr_60_45_58 Odour control tank cover products
Pr_60_45_58_33 Gas containment covers
Pr_60_45_58_58 Odour control covers
Pr_60_45_74 Scum removal products
Pr_60_45_74_30 Fixed scum pipes
Pr_60_45_74_72 Rotating scum pipes
Pr_60_45_74_75 Scum beaches
Pr_60_45_74_76 Scum removal boards
Pr_60_45_74_77 Scum removal valves
Pr_60_45_74_85 Surface scum scrapers
Pr_60_45_76 Sludge de-watering products
Pr_60_45_76_07 Belt presses
Pr_60_45_76_22 Decanter centrifuges
Pr_60_45_76_65 Plate presses
Pr_60_45_78 Sludge removal products
Pr_60_45_78_08 Bottom sludge scrapers
Pr_60_45_78_12 Chain and flight scrapers
Pr_60_45_78_72 Rotating full bridge scrapers
Pr_60_45_78_73 Rotating half bridge scrapers
Pr_60_45_78_78 Siphons
Pr_60_45_79 Sludge screening products
Pr_60_45_79_34 Gravity sludge screens
Pr_60_45_79_65 Pressurized sludge screens
Pr_60_45_80 Sludge thickening products
Pr_60_45_80_24 Drum thickeners
Pr_60_45_80_34 Gravity belt thickeners
Pr_60_45_80_63 Picket fence thickeners
Pr_60_45_85 Suspended growth and tertiary wastewater treatment products
Pr_60_45_90 Wastewater and water mixer products
Pr_60_45_90_15 Channel mixers
Pr_60_45_90_51 Mechanical mixers
Pr_60_45_90_85 Static pipe mixers
Pr_60_45_93 Wastewater screenings treatment products
Pr_60_45_93_42 Impeller and compactor tank wash
Pr_60_45_93_50 Macerator and de-waterer tank wash
Pr_60_45_93_75 Screw compactors
Pr_60_45_93_96 Washer compactors
Pr_60_45_94 Wastewater screening and water abstraction products
Pr_60_45_94_06 Band screens
Pr_60_45_94_08 Brushed and macerator combined screens
Pr_60_45_94_09 Brushed screens
Pr_60_45_94_15 Coanda screens
Pr_60_45_94_23 Disc screens
Pr_60_45_94_25 Drum screens
Pr_60_45_94_29 Finescreens
Pr_60_45_94_30 Flushing screens
Pr_60_45_94_34 Grab screens
Pr_60_45_94_70 Raked bar screens
Pr_60_45_94_72 Rotary drum screens
Pr_60_45_94_73 Rotating bar interceptors
Pr_60_45_94_78 Slot screens
Pr_60_45_94_80 Spiral and compaction combined screens
Pr_60_45_94_81 Spiral screens
Pr_60_45_94_83 Static perforated plate screens
Pr_60_45_94_84 Static wedge wire screens
Pr_60_45_94_85 Step screens
Pr_60_45_95 Wastewater settlement products
Pr_60_45_95_15 Conical glass reinforced plastics (GRP) settlement tanks
Pr_60_45_96 Wastewater tank flushing products
Pr_60_45_96_14 Circular tank flushing vessels
Pr_60_45_96_30 Flushing gates
Pr_60_45_96_89 Tipping troughs
Pr_60_45_96_94 Vacuum operated storage reservoirs
Pr_60_50 Tank, cylinder and vessel products
Pr_60_50_10 Bulk storage tanks
Pr_60_50_10_34 Glass fused steel tanks
Pr_60_50_10_64 Plastics tanks
Pr_60_50_10_66 Precast concrete modular tanks
Pr_60_50_20 Cylinders and buffer vessels
Pr_60_50_20_02 Accumulators
Pr_60_50_20_10 Buffer vessels
Pr_60_50_20_21 Direct hot water storage cylinders
Pr_60_50_20_22 Direct insulated hot water combination units
Pr_60_50_20_23 Double feed indirect hot water storage cylinders
Pr_60_50_20_24 Double feed indirect insulated hot water combination units
Pr_60_50_20_25 Dual coil hot water storage cylinders
Pr_60_50_20_28 Expansion vessels
Pr_60_50_20_42 Indirectly heated unvented hot water storage cylinders
Pr_60_50_20_77 Single feed indirect insulated combination units
Pr_60_50_20_78 Single feed indirect hot water storage cylinders
Pr_60_50_33 Gas storage cylinders
Pr_60_50_33_14 Compressed air cylinders
Pr_60_50_33_15 Compressed gas cylinders
Pr_60_50_33_37 High pressure fire extinguishing gas storage cylinders
Pr_60_50_33_46 Liquefied gas cylinders
Pr_60_50_33_47 Liquid oxygen cylinders
Pr_60_50_33_48 Low pressure fire extinguishing gas storage cylinders
Pr_60_50_33_51 Medical compressed gas cylinders
Pr_60_50_41 Irrigation and water feature reservoirs
Pr_60_50_41_41 Integral water features
Pr_60_50_41_53 Modular irrigation reservoirs
Pr_60_50_41_65 Pre-formed reservoirs
Pr_60_50_41_66 Pre-formed rigid pond liners
Pr_60_50_41_77 Sealed irrigation reservoirs
Pr_60_50_41_96 Water feature containers
Pr_60_50_46 Liquid fuel tank accessories
Pr_60_50_46_45 Liquid fuel tank contents gauges
Pr_60_50_46_46 Liquid fuel tank drip trays
Pr_60_50_46_47 Liquid fuel tank fill points
Pr_60_50_46_48 Liquid fuel tank outflow heaters
Pr_60_50_46_49 Liquid fuel tank heaters
Pr_60_50_46_59 Overflow prevention devices
Pr_60_50_46_87 Tank access chambers
Pr_60_50_47 Liquid fuel tanks
Pr_60_50_47_11 Liquid fuel service tanks
Pr_60_50_47_12 Carbon steel liquid fuel tanks
Pr_60_50_47_13 Carbon steel oil tanks
Pr_60_50_47_34 Glass reinforced plastics liquid fuel tanks
Pr_60_50_47_63 Plastics oil tanks
Pr_60_50_47_84 Stainless steel liquid fuel tanks
Pr_60_50_67 Pressure storage vessels
Pr_60_50_67_31 Foam fire fighting tanks
Pr_60_50_67_48 Liquefied petroleum gas (LPG) storage vessels
Pr_60_50_67_52 Metal liquid or gas pressure vessels
Pr_60_50_67_70 Refrigerant recovery storage vessels
Pr_60_50_67_93 Vacuum flasks
Pr_60_50_67_94 Vacuum insulated evaporator (VIE) storage vessels
Pr_60_50_85 Storage of solid materials
Pr_60_50_85_01 Above ground storage containers for solid fuel
Pr_60_50_85_07 Below ground storage containers for solid fuel
Pr_60_50_85_78 Silos
Pr_60_50_96 Water tanks and cisterns
Pr_60_50_96_15 Concrete tanks
Pr_60_50_96_20 Cylindrical tanks
Pr_60_50_96_32 Galvanized steel cisterns
Pr_60_50_96_33 Galvanized steel tanks
Pr_60_50_96_34 Glass reinforced plastics cisterns
Pr_60_50_96_35 Glass reinforced pressure tanks
Pr_60_50_96_36 Glass reinforced plastics tanks
Pr_60_50_96_52 Moulded plastics tanks
Pr_60_50_96_53 Moulded plastics cisterns
Pr_60_50_96_62 Piped attenuation structures
Pr_60_50_96_63 Plastics bladder water storage tanks
Pr_60_50_96_64 Polyethylene (PE) tanks
Pr_60_50_96_65 Polypropylene (PP) tanks
Pr_60_50_96_70 Rainwater storage butts
Pr_60_50_96_76 Sectional carbon steel tanks
Pr_60_50_96_84 Stainless steel tanks
Pr_60_55 Liquid and gas source products
Pr_60_55_31 Inlet connections and fill connections
Pr_60_55_31_29 Foam inlet adaptors
Pr_60_55_31_30 Foam inlet boxes
Pr_60_55_31_42 Riser inlet breechings and boxes
Pr_60_55_31_47 Liquefied petroleum gas (LPG) fill connections
Pr_60_55_31_96 Water inlet adaptors
Pr_60_55_31_97 Water inlet boxes
Pr_60_55_33 Gas and vacuum generators
Pr_60_55_33_04 Anaerobic digesters
Pr_60_55_33_13 Chlorine generators
Pr_60_55_33_39 Hydrogen generators
Pr_60_55_33_56 Nitrogen generators
Pr_60_55_33_73 Pressure swing adsorption (PSA) plant
Pr_60_55_33_94 Vacuum plant
Pr_60_55_96 Water treatment chemicals
Pr_60_55_96_06 Bacteria and biofouling inhibitors
Pr_60_55_96_07 Biocide chemicals
Pr_60_55_96_08 Biodispersant chemicals
Pr_60_55_96_12 Chlorination chemicals
Pr_60_55_96_15 Corrosion inhibitor chemicals
Pr_60_55_96_16 Corrosion inhibitor chemicals for closed circuits
Pr_60_55_96_21 De-chlorination chemicals
Pr_60_55_96_22 Dispersant chemicals
Pr_60_55_96_58 Odour control chemicals
Pr_60_55_96_64 pH correction chemicals
Pr_60_55_96_77 Scale inhibitor chemicals
Pr_60_55_96_78 Septicity control chemicals
Pr_60_55_96_79 Settlement coagulants
Pr_60_55_96_96 Water plumbosolvency reduction chemicals
Pr_60_55_97 Water treatment products
Pr_60_55_97_02 Alkalinity dosing units
Pr_60_55_97_06 Bioaugmentation devices
Pr_60_55_97_07 Biocide dosing pots
Pr_60_55_97_11 Chemical disinfection devices
Pr_60_55_97_12 Chemical dosing pots
Pr_60_55_97_13 Chemical injectors
Pr_60_55_97_14 Clarifiers
Pr_60_55_97_15 Coagulant dosing units
Pr_60_55_97_20 Deionization units
Pr_60_55_97_21 Desalination units
Pr_60_55_97_22 Disinfectant dosing units
Pr_60_55_97_23 Distillation units
Pr_60_55_97_24 Drinking water nitrate removal devices
Pr_60_55_97_27 Electrodialysis units
Pr_60_55_97_41 Inline filter units
Pr_60_55_97_43 Ion exchange demineralization units
Pr_60_55_97_44 Ion exchange softening units
Pr_60_55_97_50 Magnetic water conditioners
Pr_60_55_97_63 pH control dosing units
Pr_60_55_97_72 Reverse osmosis units
Pr_60_55_97_85 Sterilizers
Pr_60_55_97_86 Surface skimmers
Pr_60_55_97_93 Ultraviolet (UV) disinfection devices
Pr_60_55_97_95 Water aerators
Pr_60_55_97_96 Water conditioners
Pr_60_55_97_97 Water treatment dosing pots
Pr_60_60 Heating and cooling source products
Pr_60_60_08 Boilers
Pr_60_60_08_24 Dual fuel cast iron boilers
Pr_60_60_08_25 Dual fuel steel shell boilers
Pr_60_60_08_27 Electric boilers
Pr_60_60_08_33 Gas fired boilers
Pr_60_60_08_34 Gas fired condensing boilers
Pr_60_60_08_35 Gas fired cast iron boilers
Pr_60_60_08_36 Gas fired steel shell boilers
Pr_60_60_08_37 Gas fired water tube boilers
Pr_60_60_08_56 Oil fired condensing boilers
Pr_60_60_08_57 Oil fired non-condensing boilers
Pr_60_60_08_58 Oil fired cast iron boilers
Pr_60_60_08_59 Oil fired steel shell boilers
Pr_60_60_08_60 Oil fired water tube boilers
Pr_60_60_08_80 Solid fuel cast iron boilers
Pr_60_60_08_81 Solid fuel steel shell boilers
Pr_60_60_08_83 Submerged panel heat exchangers
Pr_60_60_08_84 Submerged pipe heat exchangers
Pr_60_60_10 Burners
Pr_60_60_10_03 Atmospheric gas burners
Pr_60_60_10_05 Atomizing oil burners
Pr_60_60_10_29 Forced draught dual fuel burners
Pr_60_60_10_30 Forced draught gas burners
Pr_60_60_10_31 Forced draught oil burners
Pr_60_60_10_65 Pre-mix gas burners
Pr_60_60_13 Chillers and cooling towers
Pr_60_60_13_01 Adsorption chillers
Pr_60_60_13_04 Air cooled liquid chillers
Pr_60_60_13_14 Closed circuit cooling towers
Pr_60_60_13_22 Direct fired absorption liquid chillers
Pr_60_60_13_27 Electric driven refrigerant compressors
Pr_60_60_13_33 Gas engine driven refrigerant compressors
Pr_60_60_13_38 Hot water fired absorption liquid chillers
Pr_60_60_13_59 Open circuit cooling towers
Pr_60_60_13_84 Steam fired absorption liquid chillers
Pr_60_60_13_96 Water cooled liquid chillers
Pr_60_60_36 Heat recovery distribution equipment
Pr_60_60_36_26 Economizers
Pr_60_60_36_36 Heat pipes
Pr_60_60_36_60 Passive heat exchangers
Pr_60_60_36_62 Plate recuperators
Pr_60_60_36_72 Regenerators
Pr_60_60_36_74 Run-around coils
Pr_60_60_36_88 Thermal wheels
Pr_60_60_38 Calorifiers and plate heat exchangers
Pr_60_60_38_36 Heat interface units
Pr_60_60_38_38 Hot water non-storage calorifiers
Pr_60_60_38_42 Instantaneous plate heat exchangers
Pr_60_60_38_62 Plate heat exchangers
Pr_60_60_38_84 Steam to water non-storage calorifiers
Pr_60_60_38_85 Storage calorifiers
Pr_60_60_81 Solar heat collectors
Pr_60_60_81_26 Evacuated tube solar collectors
Pr_60_60_81_30 Flat plate solar collectors
Pr_60_60_81_80 Solar heat stores
Pr_60_60_81_81 Solar trackers
Pr_60_60_83 Solid fuel and waste handling equipment
Pr_60_60_83_05 Ash handling equipment
Pr_60_60_83_81 Solid fuel handling equipment
Pr_60_60_84 Steam generators
Pr_60_60_84_14 Clean steam generators
Pr_60_60_96 Water heaters
Pr_60_60_96_26 Electric instantaneous shower units
Pr_60_60_96_27 Electric instantaneous water heaters
Pr_60_60_96_28 Electric storage water heaters
Pr_60_60_96_33 Gas-fired instantaneous water heaters
Pr_60_60_96_34 Gas-fired storage water heaters
Pr_60_60_96_42 Immersion heaters
Pr_60_65 Air and fume source products
Pr_60_65_03 Air handling units
Pr_60_65_03_28 Extract and return air handling units
Pr_60_65_03_86 Supply air handling units
Pr_60_65_03_87 Supply and return air handling units
Pr_60_65_31 Fume cupboards and safety cabinets
Pr_60_65_31_33 General-purpose fume cupboards
Pr_60_65_31_46 Laminar flow cabinets
Pr_60_65_31_52 Microbiological safety cabinets
Pr_60_65_31_71 Recirculatory filtration fume cupboards
Pr_60_65_31_76 School fume cupboards
Pr_60_65_31_94 Variable air volume fume cupboards
Pr_60_65_37 Heating and cooling coils
Pr_60_65_37_12 Chilled water cooling coils
Pr_60_65_37_27 Electric heater batteries
Pr_60_65_37_33 Gas fired heater batteries
Pr_60_65_37_41 Intercoolers
Pr_60_65_37_47 Low temperature hot water heating coils
Pr_60_65_37_72 Refrigerant cooling coils
Pr_60_65_94 Ventilation hoods and extract points
Pr_60_65_94_29 Fume capturing hoods
Pr_60_65_94_30 Fume enclosing hoods
Pr_60_65_94_31 Fume receiving hoods
Pr_60_65_94_32 Fume extract points
Pr_60_65_94_45 Kitchen canopies
Pr_60_65_94_46 Kitchen extractor hoods
Pr_60_65_94_94 Vehicle exhaust nozzles
Pr_60_70 Power supply products
Pr_60_70_06 Batteries and chargers
Pr_60_70_06_05 Automatic battery chargers
Pr_60_70_06_06 Backup battery supply
Pr_60_70_06_12 Central battery supply units
Pr_60_70_06_23 Direct current battery charge controllers
Pr_60_70_06_27 Electric vehicle chargers
Pr_60_70_06_67 PV generator junction boxes
Pr_60_70_06_71 Rechargeable dry cell battery chargers
Pr_60_70_06_76 Sealed lead acid batteries
Pr_60_70_06_77 Sealed nickel cadmium batteries
Pr_60_70_06_94 Valve regulated (sealed) lead acid
Pr_60_70_06_95 Vented lead acid batteries
Pr_60_70_06_96 Vented nickel cadmium batteries
Pr_60_70_22 Distribution boxes and switchboards
Pr_60_70_22_11 Cable distribution cabinets
Pr_60_70_22_15 Consumer units
Pr_60_70_22_19 Cubicle switchboards
Pr_60_70_22_22 Distribution boards
Pr_60_70_22_28 Extension boxes
Pr_60_70_22_46 Lighting distribution boxes
Pr_60_70_22_50 Master distribution boxes
Pr_60_70_22_79 Slave distribution boxes
Pr_60_70_22_80 Spreader boxes
Pr_60_70_22_85 Sub-main distribution boards
Pr_60_70_28 Extra high voltage switchgear
Pr_60_70_36 High voltage switchgear and transformers
Pr_60_70_36_06 High voltage busbar metering panels
Pr_60_70_36_07 High voltage bus-section panels
Pr_60_70_36_12 High voltage circuit breakers
Pr_60_70_36_18 High voltage current transformers
Pr_60_70_36_22 High voltage disconnectors
Pr_60_70_36_24 High voltage dry type transformers
Pr_60_70_36_26 High voltage earthing switches
Pr_60_70_36_30 High voltage liquid immersed transformers
Pr_60_70_36_37 High voltage fuses
Pr_60_70_36_53 High voltage modular switchboards
Pr_60_70_36_70 High voltage rectiformers
Pr_60_70_36_72 High voltage ring main units
Pr_60_70_36_75 High voltage safety matting
Pr_60_70_36_80 High voltage switch-disconnectors
Pr_60_70_36_81 High voltage switch-fuse combinations
Pr_60_70_36_82 High voltage switches
Pr_60_70_36_83 High voltage switchgear protection and control modules
Pr_60_70_36_94 High voltage vacuum circuit breaker panels
Pr_60_70_48 Low voltage switchgear
Pr_60_70_48_05 Automatic transfer switching equipment (TSE)
Pr_60_70_48_06 Busbar chambers
Pr_60_70_48_07 Busbar trunking feed units
Pr_60_70_48_08 Busbar trunking fire barrier units
Pr_60_70_48_09 Busbar trunking tap-off units
Pr_60_70_48_11 Changeover switches
Pr_60_70_48_27 Electrical cut-outs
Pr_60_70_48_30 Fireman’s emergency switches
Pr_60_70_48_44 Low voltage fuse-switch disconnectors
Pr_60_70_48_45 Low voltage safety matting
Pr_60_70_48_46 Low voltage switch-disconnector fuses
Pr_60_70_48_47 Low voltage switch disconnectors
Pr_60_70_48_48 Low voltage switches
Pr_60_70_48_49 Low voltage switchgear tripping units
Pr_60_70_48_62 Photovoltaic array junction boxes
Pr_60_70_48_63 Photovoltaic generator junction boxes
Pr_60_70_48_66 Power busbar trunking
Pr_60_70_64 Power conditioning supply equipment
Pr_60_70_64_86 Static inverter power supply units
Pr_60_70_64_93 Uninterruptible power supply (UPS) units
Pr_60_70_64_94 Uninterruptible power supply (UPS) remote alarm panels
Pr_60_70_65 Power generators, engines and packaged combined heat and power (CHP) units
Pr_60_70_65_03 Alternators
Pr_60_70_65_05 Automatic voltage regulators
Pr_60_70_65_32 Gas turbines (CCGT)
Pr_60_70_65_33 Generator control panels
Pr_60_70_65_34 Generator sets
Pr_60_70_65_35 Governors
Pr_60_70_65_37 Horizontal axis wind turbines (HAWT)
Pr_60_70_65_38 Hydraulic power units
Pr_60_70_65_39 Hydro turbines
Pr_60_70_65_41 Internal combustion engines
Pr_60_70_65_47 Load banks
Pr_60_70_65_58 Offshore wind turbines
Pr_60_70_65_59 Onshore wind turbines
Pr_60_70_65_60 Packaged combined heat and power (CHP) units
Pr_60_70_65_63 Photovoltaic modules
Pr_60_70_65_94 Vertical axis wind turbines (VAWT)
Pr_60_70_65_97 Wind turbine controllers
Pr_60_75 Communications source products
Pr_60_75_01 Antennas and satellite dishes
Pr_60_75_01_22 Digital audio broadcasting (DAB) antennas
Pr_60_75_01_31 Frequency modulation (FM) antennas
Pr_60_75_01_75 Satellite dishes
Pr_60_75_01_92 Ultra-high frequency (UHF) antennas
Pr_60_75_03 Audio and video players and recorders
Pr_60_75_03_07 Blu-ray players
Pr_60_75_03_11 Cassette players
Pr_60_75_03_15 Compact disc players
Pr_60_75_03_22 Digital video recorders
Pr_60_75_03_56 Network video recorders
Pr_60_75_03_70 Radio tuners
Pr_60_75_03_87 Time lapse video recorders
Pr_60_75_06 Audio input devices
Pr_60_75_06_53 Microphones
Pr_60_75_06_60 Paging consoles
Pr_60_75_08 Audio and visual source products
Pr_60_75_08_01 Artificial reverberation, time delay and frequency shift equipment
Pr_60_75_08_02 Audio amplifiers
Pr_60_75_08_03 Audio equalizers
Pr_60_75_08_04 Automatic announcement equipment
Pr_60_75_08_05 Auxiliary passive elements
Pr_60_75_08_23 Diplexers
Pr_60_75_08_28 External source input points
Pr_60_75_08_46 Launch amplifiers
Pr_60_75_08_48 Local volume controls
Pr_60_75_08_50 Masthead amplifiers
Pr_60_75_08_52 Mixer amplifiers
Pr_60_75_08_54 Mixers
Pr_60_75_08_55 Multiswitches
Pr_60_75_08_63 Pre-amplifiers
Pr_60_75_08_71 Remote microphone input points
Pr_60_75_08_78 Splitters
Pr_60_75_78 Signal transmitters
Pr_60_75_78_85 Supervised premises transceivers
Pr_60_75_78_91 Television equalizers
Pr_60_75_86 Surveillance cameras, monitors and ancillaries
Pr_60_75_86_01 Automatic number plate recognition cameras
Pr_60_75_86_02 Analogue box cameras
Pr_60_75_86_03 Analogue bullet cameras
Pr_60_75_86_04 Analogue covert cameras
Pr_60_75_86_05 Analogue fixed dome cameras
Pr_60_75_86_06 Analogue pan, tilt, zoom (PTZ) cameras
Pr_60_75_86_07 Box cameras
Pr_60_75_86_08 Box camera lenses
Pr_60_75_86_09 Bullet cameras
Pr_60_75_86_10 Camera junction boxes
Pr_60_75_86_11 Covert cameras
Pr_60_75_86_21 Day night cameras
Pr_60_75_86_24 Dome cameras
Pr_60_75_86_30 Fixed cameras
Pr_60_75_86_31 Fixed dome cameras
Pr_60_75_86_40 Image processing units
Pr_60_75_86_41 Infra-red cameras
Pr_60_75_86_42 Infrared illuminators
Pr_60_75_86_45 Integrated digital camera and infrared illuminators
Pr_60_75_86_47 Lenses
Pr_60_75_86_60 Pan and tilt units
Pr_60_75_86_65 Pan, tilt, zoom cameras
Pr_60_75_86_79 Surveillance monitors
Pr_60_75_86_80 Survey cameras
Pr_60_75_86_90 Traffic enforcement cameras
Pr_60_75_86_92 Video distribution amplifiers
Pr_60_75_86_94 Video receiver hubs
Pr_60_75_86_99 Zoom lenses
Pr_65 Services distribution products
Pr_65_12 Chutes
Pr_65_12_70 Refuse and linen chutes
Pr_65_12_70_22 Disposal chutes
Pr_65_12_70_47 Linen chutes
Pr_65_12_71 Refuse and linen chute accessories
Pr_65_12_71_12 Chute cleaning mechanisms
Pr_65_12_71_72 Refuse and recycling separators
Pr_65_50 Gutter and fitting products
Pr_65_50_35 Gutters and accessories
Pr_65_50_35_02 Aluminium combined fascias, soffits and gutters
Pr_65_50_35_04 Aluminium composite valley gutters
Pr_65_50_35_06 Aluminium eaves gutters
Pr_65_50_35_08 Aluminium valley gutters
Pr_65_50_35_09 Box gutter sumps
Pr_65_50_35_11 Cast iron eaves gutters
Pr_65_50_35_15 Copper eaves gutters
Pr_65_50_35_26 Eaves gutter leaf guards
Pr_65_50_35_27 Galvanized steel valley gutters
Pr_65_50_35_28 Galvanized steel chambered gutters
Pr_65_50_35_29 Galvanized steel combined fascias, soffits and gutters
Pr_65_50_35_30 Galvanized steel composite gutters
Pr_65_50_35_31 Galvanized steel eaves gutters
Pr_65_50_35_33 Glass reinforced plastics (GRP) valley gutters
Pr_65_50_35_34 Glass reinforced plastics (GRP) composite valley gutters
Pr_65_50_35_35 Glass reinforced plastics (GRP) eaves gutters
Pr_65_50_35_36 Glass reinforced plastics (GRP) roof gutters
Pr_65_50_35_37 Gravity rainwater outlets
Pr_65_50_35_38 Gutter linings
Pr_65_50_35_40 Hot dip precoated carbon steel combined fascias, soffits and gutters
Pr_65_50_35_42 Hot dip precoated carbon steel eaves gutters
Pr_65_50_35_43 Hot dip precoated carbon steel valley gutters
Pr_65_50_35_47 Lead rainwater chutes
Pr_65_50_35_68 Rainwater hoppers
Pr_65_50_35_70 Rainwater pipe diverter units
Pr_65_50_35_72 Rainwater weirs
Pr_65_50_35_81 Siphonic rainwater outlets
Pr_65_50_35_82 Stainless steel eaves gutters
Pr_65_50_35_83 Stainless steel rainwater chutes
Pr_65_50_35_84 Stainless steel valley gutters
Pr_65_50_35_92 Unplasticized polyvinyl chloride (PVC-U) eaves gutters
Pr_65_50_35_98 Zinc eaves gutters
Pr_65_50_35_99 Zinc rainwater chutes
Pr_65_52 Pipe, tube and fitting products
Pr_65_52_01 Access and inspection chambers and gullies
Pr_65_52_01_01 Access and inspection chambers
Pr_65_52_01_02 Access covers and frames
Pr_65_52_01_03 Access gratings
Pr_65_52_01_04 Aluminium inspection chambers
Pr_65_52_01_08 Carbon steel edge strips and frames
Pr_65_52_01_09 Carbon steel inspection chambers
Pr_65_52_01_14 Concrete access cover seatings
Pr_65_52_01_16 Concrete inspection chamber sections
Pr_65_52_01_17 Concrete inspection chamber cover slabs
Pr_65_52_01_18 Concrete inspection chamber shaft sections
Pr_65_52_01_19 Concrete inspection chamber transition sections
Pr_65_52_01_20 Concrete manhole base units
Pr_65_52_01_21 Concrete manhole chamber sections
Pr_65_52_01_22 Concrete manhole shaft sections
Pr_65_52_01_23 Concrete manhole transition sections
Pr_65_52_01_24 Concrete manholes and soakaway cover slabs
Pr_65_52_01_25 Concrete soakaway shaft sections
Pr_65_52_01_50 Manhole covers and frames
Pr_65_52_01_58 Orifice plate drainage flow controllers
Pr_65_52_01_60 Plastics access and inspection chambers
Pr_65_52_01_61 Plastics below-ground access or equipment chambers
Pr_65_52_01_62 Plastics channels for access chambers
Pr_65_52_01_63 Plastics distribution and sampling chambers
Pr_65_52_01_64 Plastics inspection chambers
Pr_65_52_01_65 Plastics mini inspection chambers
Pr_65_52_01_66 Plastics restricted access inspection shafts
Pr_65_52_01_67 Plastics sealed access pipes
Pr_65_52_01_68 Preformed access ducts
Pr_65_52_01_72 Recycled polyethylene (PE) inspection chambers
Pr_65_52_01_83 Stainless steel edge strips and frames
Pr_65_52_01_84 Stainless steel inspection chambers
Pr_65_52_01_86 Surface boxes
Pr_65_52_01_95 Vortex flow drainage controllers
Pr_65_52_07 Below-ground and pressure drainage pipes and fittings
Pr_65_52_07_13 Clay below-ground drainage pipes and fittings
Pr_65_52_07_15 Concrete perforated below-ground drainage pipes and fittings for flexible jointing
Pr_65_52_07_16 Concrete plain wall below-ground drainage pipes and fittings for flexible jointing
Pr_65_52_07_25 Ductile iron pressure pipes and fittings
Pr_65_52_07_27 Filtration drainage pipes and fittings
Pr_65_52_07_28 Flexible couplings between below-ground drainage pipes
Pr_65_52_07_34 Grey cast iron below-ground drainage pipes and fittings
Pr_65_52_07_36 High-density polyethylene (HDPE) pressure pipes and fittings
Pr_65_52_07_38 High-density polyethylene (HDPE) structured wall below-ground drainage pipes and fittings for flexible jointing
Pr_65_52_07_39 High-density polyethylene (HDPE) structured wall below-ground drainage pipes and fittings for welded jointing
Pr_65_52_07_40 High-density polyethylene (HDPE) structured wall perforated below-ground drainage pipes and fittings for flexible jointing
Pr_65_52_07_58 Oriented unplasticized polyvinyl chloride (PVC-O) pressure pipes and fittings
Pr_65_52_07_63 Plastics flexible (coil) perforated wall below-ground drainage pipes and fittings
Pr_65_52_07_64 Polypropylene (PP) solid wall below-ground drainage pipes and fittings for flexible jointing
Pr_65_52_07_65 Polypropylene (PP) structured wall below-ground drainage pipes and fittings for flexible jointing
Pr_65_52_07_66 Polypropylene (PP) structured wall perforated below-ground drainage pipes and fittings for flexible jointing
Pr_65_52_07_67 Polypropylene (PP) structured wall below-ground drainage pipes and fittings for welded jointing
Pr_65_52_07_75 Saddle connectors to below-ground drainage pipes
Pr_65_52_07_84 Steel reinforced polyethylene composite structured wall below ground drainage pipelines for flexible jointing
Pr_65_52_07_87 Unplasticized polyvinyl chloride (PVC-U) pressure pipes and fittings
Pr_65_52_07_88 Unplasticized polyvinyl chloride (PVC-U) solid wall below-ground drainage pipe and fittings for flexible jointing
Pr_65_52_07_89 Unplasticized polyvinyl chloride (PVC-U) solid wall perforated below-ground drainage pipes and fittings for flexible jointing
Pr_65_52_07_90 Unplasticized polyvinyl chloride (PVC-U) structured wall below-ground drainage pipes and fittings for flexible jointing
Pr_65_52_07_91 Unplasticized polyvinyl chloride (PVC-U) structured wall perforated below-ground drainage pipe and fittings for flexible jointing
Pr_65_52_07_92 Unplasticized polyvinyl chloride alloy (PVC-A) pressure pipes and fittings
Pr_65_52_07_94 Vitrified clay perforated below-ground drainage pipes and fittings for flexible jointing
Pr_65_52_07_96 Vitrified clay plain wall below-ground drainage open butt joint pipes (land drainage tiles) and fittings
Pr_65_52_07_97 Vitrified clay plain wall below-ground drainage pipes and fittings for flexible jointing
Pr_65_52_07_98 Vitrified clay plain wall below-ground drainage pipes and fittings for rigid jointing
Pr_65_52_20 Culverts
Pr_65_52_20_15 Concrete arch culverts
Pr_65_52_20_16 Concrete box culverts
Pr_65_52_20_17 Concrete bridge culverts
Pr_65_52_20_18 Concrete pipe arch culverts
Pr_65_52_20_19 Concrete pipe culverts
Pr_65_52_20_20 Corrugated steel pipe culverts
Pr_65_52_20_84 Structural plate corrugated steel pipe culverts
Pr_65_52_24 Drainage gullies and channels
Pr_65_52_24_02 Adaptors for above-ground pipe connections to clay drainage pipelines
Pr_65_52_24_03 Adaptors for above-ground pipe connections to plastics drainage pipelines
Pr_65_52_24_11 Carriageway kerb and drainage channels
Pr_65_52_24_12 Cast iron composite gullies
Pr_65_52_24_13 Cast iron one piece gullies
Pr_65_52_24_14 Cast iron rodding eyes
Pr_65_52_24_15 Cast iron sealed access pipes
Pr_65_52_24_18 Concrete one piece gullies
Pr_65_52_24_24 Drainage channels with gratings
Pr_65_52_24_26 Filtration drainage channels
Pr_65_52_24_28 Floor channels
Pr_65_52_24_29 Floor channel covers and gratings
Pr_65_52_24_30 Floor gully covers and gratings
Pr_65_52_24_31 Floor gullies
Pr_65_52_24_47 Linear slot drainage channels
Pr_65_52_24_59 Plastics composite gullies
Pr_65_52_24_60 Plastics one piece gullies
Pr_65_52_24_61 Plastics rodding eyes
Pr_65_52_24_64 Polypropylene (PP) composite gullies
Pr_65_52_24_65 Polypropylene (PP) one piece gullies
Pr_65_52_24_73 Rat barrier pipes
Pr_65_52_24_85 Stainless steel rodding eyes
Pr_65_52_24_91 Vitrified clay access chamber channels
Pr_65_52_24_92 Vitrified clay composite gullies
Pr_65_52_24_94 Vitrified clay one piece gullies
Pr_65_52_24_95 Vitrified clay rodding eyes
Pr_65_52_24_96 Vitrified clay sealed access pipes
Pr_65_52_25 Drainage traps and accessories
Pr_65_52_25_06 Below-ground grease traps and converters
Pr_65_52_25_15 Concrete silt traps
Pr_65_52_25_23 Depressurization sumps
Pr_65_52_25_27 Enzyme dosing units
Pr_65_52_25_32 Free-standing grease traps and converters
Pr_65_52_25_60 Petrol interceptors
Pr_65_52_25_62 Plastics silt traps
Pr_65_52_25_72 Reverse action interceptors
Pr_65_52_25_75 Sanitary appliance traps
Pr_65_52_25_78 Silt buckets
Pr_65_52_25_93 Vitrified clay interceptor traps
Pr_65_52_25_96 Vitrified clay silt traps
Pr_65_52_25_98 Waste traps
Pr_65_52_34 Gauges and sight glasses
Pr_65_52_34_08 Bourdon tube pressure gauges
Pr_65_52_34_15 Combined steam sight glass and check valves
Pr_65_52_34_16 Contents gauges
Pr_65_52_34_18 Contents sight glasses
Pr_65_52_34_22 Differential pressure gauges
Pr_65_52_34_24 Double window steam sight glasses
Pr_65_52_34_48 Manifold gauges
Pr_65_52_34_50 Manometers
Pr_65_52_34_55 Multi window steam sight glasses
Pr_65_52_34_65 Pressure and altitude gauges
Pr_65_52_34_66 Pressure gauges
Pr_65_52_34_77 Single window steam sight glasses
Pr_65_52_34_88 Temperature gauges
Pr_65_52_38 Hoses, hose reels and ancillaries
Pr_65_52_38_14 Compressed air coil hoses
Pr_65_52_38_15 Compressed air hose couplings
Pr_65_52_38_16 Compressed air hose reel balancers
Pr_65_52_38_18 Compressed air hose reels
Pr_65_52_38_20 Crushproof vehicle exhaust hoses
Pr_65_52_38_30 Fire hose reels
Pr_65_52_38_31 Flat irrigation hoses
Pr_65_52_38_32 Foam hose couplings
Pr_65_52_38_33 Gas hose reels
Pr_65_52_38_42 Irrigation hoses
Pr_65_52_38_48 Liquid petroleum gas (LPG) rubber hoses and hose assemblies
Pr_65_52_38_69 Quick release couplings
Pr_65_52_38_71 Reinforced wall hoses
Pr_65_52_38_84 Spiral compressed air hoses
Pr_65_52_38_85 Spiral plastics hoses
Pr_65_52_38_86 Spring balancer vehicle exhaust hose supports
Pr_65_52_38_94 Vehicle exhaust hose reels
Pr_65_52_38_95 Water hose reels
Pr_65_52_38_96 Water hoses
Pr_65_52_38_97 Water fire extinguishing hose couplings
Pr_65_52_38_98 WC washdown hoses
Pr_65_52_61 Pipe accessories
Pr_65_52_61_04 Anti-climb pipe covers
Pr_65_52_61_15 Concealed intumescent pipe collars
Pr_65_52_61_22 Dirt pockets
Pr_65_52_61_23 Discharge and ventilating stack terminations
Pr_65_52_61_42 Insulated wrap pipe collars
Pr_65_52_61_50 Masking plates
Pr_65_52_61_61 Pipe ducts
Pr_65_52_61_62 Pipeline supports
Pr_65_52_61_63 Pipe sleeves
Pr_65_52_61_64 Pipe sleeve seals
Pr_65_52_61_65 Plastics ducts for electric cables
Pr_65_52_61_68 Puddle flanges
Pr_65_52_61_72 Radiator pipe seals
Pr_65_52_61_86 Surface-mounted intumescent pipe collars
Pr_65_52_61_91 Tundishes
Pr_65_52_61_96 Wall collars
Pr_65_52_62 Pipe jointing materials
Pr_65_52_62_03 Anaerobic sealants
Pr_65_52_62_09 Brazing compounds
Pr_65_52_62_11 Caulking ropes
Pr_65_52_62_27 Elastomeric ring seals
Pr_65_52_62_28 Flange adaptors
Pr_65_52_62_29 Flange jointing rings for copper flanges
Pr_65_52_62_30 Flange jointing rings for stainless steel flanges
Pr_65_52_62_31 Flange jointing rings for steel flanges
Pr_65_52_62_32 Flux
Pr_65_52_62_36 Hemps and pastes
Pr_65_52_62_50 Mechanical couplings
Pr_65_52_62_62 Pipeline connectors
Pr_65_52_62_65 Polytetrafluoroethylene (PTFE) joint tapes
Pr_65_52_62_71 Resin modified cements
Pr_65_52_62_81 Solders
Pr_65_52_62_82 Solvent welding cements
Pr_65_52_63 Pipes and fittings
Pr_65_52_63_02 Acrylonitrile butadiene styrene (ABS) pipes and fittings
Pr_65_52_63_03 Acrylonitrile butadiene styrene (ABS) fittings
Pr_65_52_63_04 Aluminium rainwater pipe and fittings
Pr_65_52_63_08 Borosilicate glass pipe and fittings
Pr_65_52_63_10 Carbon steel pipe and fittings
Pr_65_52_63_11 Cast iron rainwater pipe and fittings
Pr_65_52_63_12 Cast iron drainage pipe and fittings
Pr_65_52_63_13 Chlorinated polyvinyl chloride (PVC-C) pipe and fittings
Pr_65_52_63_14 Chlorinated polyvinyl chloride (PVC-C) pipelines
Pr_65_52_63_15 Concrete perforated pipes and fittings
Pr_65_52_63_16 Concrete pipes and fittings
Pr_65_52_63_17 Copper pipelines
Pr_65_52_63_18 Copper pipeline fittings
Pr_65_52_63_19 Copper rainwater pipes and fittings
Pr_65_52_63_20 Copper refrigerant pipelines
Pr_65_52_63_21 Copper waste water pipe and fittings
Pr_65_52_63_22 Corrugated stainless steel pipes and fittings
Pr_65_52_63_23 Cross-linked polyethylene (PE-X) pipes and fittings
Pr_65_52_63_25 Ductile iron pipes and fittings
Pr_65_52_63_29 Flexible composite pipelines for liquid fuels
Pr_65_52_63_31 Galvanized steel rainwater pipe and fittings
Pr_65_52_63_32 Glass pipelines
Pr_65_52_63_33 Glass reinforced plastics (GRP) pressure pipes and fittings
Pr_65_52_63_34 Glass reinforced plastics (GRP) rainwater pipes and fittings
Pr_65_52_63_35 Glass reinforced plastics (GRP) pipe and fittings for liquid fuels
Pr_65_52_63_46 Lead pipes and fittings
Pr_65_52_63_50 Medical gas copper tube
Pr_65_52_63_52 Modified unplasticized polyvinyl chloride (MUPVC) pipes and fittings
Pr_65_52_63_54 Multilayer pipelines for gaseous fuels
Pr_65_52_63_55 Multilayer pipelines for water
Pr_65_52_63_60 Polybutylene (PB) pipes and fittings
Pr_65_52_63_61 Polyethylene (PE) drainage pipe and fittings
Pr_65_52_63_62 Polyethylene (PE) gaseous fuel pipes and fittings
Pr_65_52_63_63 Polyethylene (PE) water pipes and fittings
Pr_65_52_63_64 Polyethylene (PE) pipes for liquid fuels
Pr_65_52_63_65 Polypropylene (PP) pipelines
Pr_65_52_63_66 Polypropylene (PP) solid wall pipes and fittings
Pr_65_52_63_67 Polypropylene (PP) structured wall pipes and fittings
Pr_65_52_63_68 Pre-insulated pipelines
Pr_65_52_63_70 Propylene copolymer pressure pipes and fittings
Pr_65_52_63_78 Stainless steel pipelines
Pr_65_52_63_79 Stainless steel pipeline fittings
Pr_65_52_63_80 Stainless steel rainwater pipes and fittings
Pr_65_52_63_81 Stainless steel waste water pipes and fittings
Pr_65_52_63_82 Steel pipelines
Pr_65_52_63_83 Steel pipeline fittings
Pr_65_52_63_84 Steel pipe and fittings for liquid fuels
Pr_65_52_63_87 Unplasticized polyvinyl chloride (PVC-U) drainage pipe and fittings
Pr_65_52_63_88 Unplasticized polyvinyl chloride (PVC-U) rainwater pipes and fittings
Pr_65_52_63_89 Unplasticized polyvinyl chloride (PVC-U) pipelines
Pr_65_52_63_90 Unplasticized polyvinyl chloride (PVC-U) solid wall pipes and fittings
Pr_65_52_63_91 Unplasticized polyvinyl chloride (PVC-U) structured wall perforated pipes and fittings
Pr_65_52_63_92 Unplasticized polyvinyl chloride (PVC-U) structured wall pipes and fittings
Pr_65_52_63_93 Unplasticized polyvinyl chloride alloy (PVC-A) pipes and fittings
Pr_65_52_63_94 Vitrified clay perforated pipes and fittings
Pr_65_52_63_95 Vitrified clay plain wall open butt joint pipes and fittings
Pr_65_52_63_96 Vitrified clay plain wall pipes and fittings
Pr_65_52_63_99 Zinc rainwater pipes and fittings
Pr_65_53 Pump products
Pr_65_53_24 Drainage pumps
Pr_65_53_24_80 Small bore discharge macerator and pumps
Pr_65_53_24_81 Small bore discharge pumps
Pr_65_53_24_86 Submersible pumps
Pr_65_53_65 Pump accessories
Pr_65_53_65_04 Auto-coupling sets
Pr_65_53_86 Supply and exhaust pumps
Pr_65_53_86_05 Automatic condensate pumps
Pr_65_53_86_07 Belt driven end suction pumps
Pr_65_53_86_11 Canned rotor pumps
Pr_65_53_86_12 Centrifugal pumps
Pr_65_53_86_13 Close-coupled end suction pumps
Pr_65_53_86_15 Close-coupled in line pumps
Pr_65_53_86_17 Condensate recovery units
Pr_65_53_86_24 Dosing pump units
Pr_65_53_86_32 Fuel oil transfer pumps
Pr_65_53_86_33 Gas boosters
Pr_65_53_86_50 Medical gas exhauster units
Pr_65_53_86_51 Metering pumps
Pr_65_53_86_55 Multi-stage pumps
Pr_65_53_86_66 Pressure booster pumps
Pr_65_53_86_68 Pressurization units
Pr_65_53_86_86 Suction pumps
Pr_65_53_86_94 Vapour pumps
Pr_65_53_96 Water supply and wastewater pumps
Pr_65_53_96_02 Air lift pumps
Pr_65_53_96_03 Archimedes screw pumps
Pr_65_53_96_04 Axial flow pumps
Pr_65_53_96_05 Axially split casing pumps
Pr_65_53_96_06 Back pull-out end suction pumps
Pr_65_53_96_21 Double diaphragm pumps
Pr_65_53_96_23 Double disc pumps
Pr_65_53_96_27 Electromagnetic pumps
Pr_65_53_96_41 Inline multistage pumps
Pr_65_53_96_44 Jet pumps
Pr_65_53_96_50 Macerators
Pr_65_53_96_51 Magnetic drive pumps
Pr_65_53_96_55 Multistage centrifugal pumps
Pr_65_53_96_63 Peristaltic pumps
Pr_65_53_96_64 Positive displacement pumps
Pr_65_53_96_65 Positive inlet pressure booster sets
Pr_65_53_96_66 Progressing cavity pumps
Pr_65_53_96_70 Ram pumps
Pr_65_53_96_72 Rotary gear pumps
Pr_65_53_96_73 Rotary lobe pumps
Pr_65_53_96_74 Rotary vane pumps
Pr_65_53_96_75 Screw pumps
Pr_65_53_96_78 Single diaphragm pumps
Pr_65_53_96_79 Single stage centrifugal pumps
Pr_65_53_96_80 Solids handling pumps
Pr_65_53_96_84 Submersible borehole pumps
Pr_65_53_96_85 Submersible pumps
Pr_65_53_96_94 Vertically suspended bowl type pumps
Pr_65_53_96_95 Volute casing dry well centrifugal sewage and sludge pumps
Pr_65_54 Valve products
Pr_65_54_24 Drainage valves
Pr_65_54_24_02 Air admittance valves
Pr_65_54_24_04 Anti-flood valves
Pr_65_54_30 Fire fighting valves and devices
Pr_65_54_30_02 Alarm test valve assemblies
Pr_65_54_30_09 Carbon dioxide connectors
Pr_65_54_30_10 Caps and chains
Pr_65_54_30_11 Carbon dioxide odorizing devices
Pr_65_54_30_12 Check and non-return valves
Pr_65_54_30_15 Container gas fire extinguishing valves
Pr_65_54_30_22 Deluge valves
Pr_65_54_30_23 Drain and test valves
Pr_65_54_30_24 Dry riser landing valves
Pr_65_54_30_25 Dry dropper outlet valves
Pr_65_54_30_30 Fire fighting alarm devices
Pr_65_54_30_32 Fusible links
Pr_65_54_30_37 High and low pressure selector gas fire extinguishing valves
Pr_65_54_30_42 Inlet breechings
Pr_65_54_30_50 Multiple control valves
Pr_65_54_30_63 Pneumatic alarm devices
Pr_65_54_30_65 Pressure gauges and pressure switches
Pr_65_54_30_85 Sprinkler system alarm valves
Pr_65_54_30_95 Water fire extinguisher leather straps
Pr_65_54_30_96 Water mist control valves
Pr_65_54_30_97 Wet riser landing valves
Pr_65_54_33 Gas and liquid fuel valves
Pr_65_54_33_03 Anti-siphon liquid fuel supply valves
Pr_65_54_33_05 Automatic changeover liquid petroleum gas (LPG) valves
Pr_65_54_33_11 Cast iron plug valves
Pr_65_54_33_14 Compressed air manifolds
Pr_65_54_33_15 Compressed air pressure reducing stations
Pr_65_54_33_17 Compressed air safety valves
Pr_65_54_33_31 Fusible link drop weight valves
Pr_65_54_33_33 Gas ball valves
Pr_65_54_33_34 Gas burner safety devices
Pr_65_54_33_35 Gas butterfly valves
Pr_65_54_33_36 Gas pressure reducing stations
Pr_65_54_33_37 Gas pressure switches
Pr_65_54_33_38 Gas solenoid valves
Pr_65_54_33_43 Industrial vacuum flow regulating valves
Pr_65_54_33_44 Laboratory gas safety valves
Pr_65_54_33_45 Laboratory gas taps
Pr_65_54_33_46 Laboratory gas supply manifolds
Pr_65_54_33_47 Liquefied petroleum gas (LPG) pressure regulators
Pr_65_54_33_48 Liquefied petroleum gas (LPG) pressure relief valves
Pr_65_54_33_49 Liquefied petroleum gas (LPG) shut off valves and emergency valves
Pr_65_54_33_50 Mechanical gas safety valves
Pr_65_54_33_51 Medical gas line valves
Pr_65_54_33_52 Medical gas pressure reducing stations
Pr_65_54_33_53 Medical gas service modules
Pr_65_54_33_54 Medical gas supply manifolds
Pr_65_54_33_55 Medical gas valve service units
Pr_65_54_33_57 Medical vacuum flow regulating valves
Pr_65_54_33_65 Pressure vacuum valves
Pr_65_54_33_70 Refrigerant safety devices
Pr_65_54_33_71 Remote acting fire safety liquid fuel supply valves
Pr_65_54_33_74 Rupture discs
Pr_65_54_33_76 Self-sealing liquid petroleum gas (LPG) couplers
Pr_65_54_33_78 Shear valves
Pr_65_54_33_84 Steel plug valves
Pr_65_54_33_87 Taper plug valves
Pr_65_54_33_94 Vapour connection adaptors
Pr_65_54_40 Irrigation valves
Pr_65_54_40_02 Air valves
Pr_65_54_40_13 Check valves
Pr_65_54_40_16 Control valves
Pr_65_54_40_44 Isolating valves
Pr_65_54_40_62 Plastics isolating valves
Pr_65_54_40_94 Volumetric control valves
Pr_65_54_85 Steam valves
Pr_65_54_85_06 Balanced pressure air vents
Pr_65_54_85_07 Bellows sealed stop valves
Pr_65_54_85_08 Blowdown valves
Pr_65_54_85_22 Direct-acting pressure-reducing valves
Pr_65_54_85_26 Electrically-actuated control steam valves
Pr_65_54_85_60 Pilot-operated pressure-reducing valves
Pr_65_54_85_62 Piston stop valves
Pr_65_54_85_65 Pneumatically-actuated control steam valves
Pr_65_54_85_77 Self-acting control steam valves
Pr_65_54_85_78 Self-acting steam temperature valves
Pr_65_54_85_79 Self-operating control valves
Pr_65_54_85_88 Temperature and pressure control steam valves
Pr_65_54_93 Valve accessories
Pr_65_54_93_05 Automatic air vents
Pr_65_54_93_06 Ball valve floats
Pr_65_54_93_50 Manual air vents
Pr_65_54_93_87 Test points
Pr_65_54_93_88 T-keys
Pr_65_54_93_94 Valve keys
Pr_65_54_94 Water supply valves
Pr_65_54_94_03 Anti-pollution check valves
Pr_65_54_94_11 Cast iron wedge gate valves
Pr_65_54_94_22 Direct acting float actuated automatic control valves
Pr_65_54_94_23 Direct spring operated pressure relief valves
Pr_65_54_94_24 Double orifice air valves
Pr_65_54_94_26 Eccentric plug valves
Pr_65_54_94_29 Flap valves
Pr_65_54_94_30 Flexible rubber check valves
Pr_65_54_94_31 Free discharge valves
Pr_65_54_94_39 Hydrostatic bellmouth valves
Pr_65_54_94_45 Knife gate valves
Pr_65_54_94_47 Line pressure driven automatic control valves
Pr_65_54_94_50 Metallic butterfly valves
Pr_65_54_94_55 Needle valves
Pr_65_54_94_56 Non-slam nozzle check valves
Pr_65_54_94_57 Non-slam twin plate check valves
Pr_65_54_94_60 Pallet type pressure relief valves
Pr_65_54_94_62 Pilot operated valves
Pr_65_54_94_63 Pinch type pressure relief valves
Pr_65_54_94_65 Plunger valves
Pr_65_54_94_70 Recoil resilient hinge disc check valves
Pr_65_54_94_71 Recoil swing disc check valves
Pr_65_54_94_72 Reduced pressure zone valves
Pr_65_54_94_73 Resilient hinge disc check valves
Pr_65_54_94_77 Single large orifice air valves
Pr_65_54_94_78 Single small orifice air valves
Pr_65_54_94_87 Solenoid operated valves
Pr_65_54_94_90 Triple orifice air valves
Pr_65_54_94_94 Vacuum breaker air valves
Pr_65_54_94_95 V-port ball valves
Pr_65_54_95 Water services valves
Pr_65_54_95_05 Backflow prevention check valves
Pr_65_54_95_06 Ball valves
Pr_65_54_95_08 Butterfly valves
Pr_65_54_95_11 Cast iron check valves
Pr_65_54_95_12 Cast iron gate valves
Pr_65_54_95_13 Cast iron globe valves
Pr_65_54_95_14 Copper alloy check valves
Pr_65_54_95_15 Copper alloy gate valves
Pr_65_54_95_16 Copper alloy globe valves
Pr_65_54_95_18 Copper alloy service stop valves
Pr_65_54_95_19 Copper alloy stop valves
Pr_65_54_95_20 Copper alloy underground stop valves
Pr_65_54_95_21 Commissioning manifolds
Pr_65_54_95_23 Draw off taps
Pr_65_54_95_24 Diaphragm valves
Pr_65_54_95_25 Differential pressure control valves
Pr_65_54_95_26 Double regulating valves
Pr_65_54_95_27 Draining taps
Pr_65_54_95_28 Excess pressure valves
Pr_65_54_95_29 Float-operated valves
Pr_65_54_95_30 Flow measuring valves
Pr_65_54_95_31 Flow-reducing servicing valves
Pr_65_54_95_33 Foot valves
Pr_65_54_95_38 Hose union backflow prevention devices
Pr_65_54_95_42 In-line anti-vacuum backflow prevention devices
Pr_65_54_95_47 Low pressure thermostatic mixing valves
Pr_65_54_95_48 Low temperature thermostatic mixing valves
Pr_65_54_95_50 Metering valves
Pr_65_54_95_53 Motorized valves
Pr_65_54_95_63 Pressure independent control valves
Pr_65_54_95_64 Pressure regulating valves
Pr_65_54_95_65 Pressure relief valves
Pr_65_54_95_66 Pressure reducing valves
Pr_65_54_95_67 Pressure surplussing valves
Pr_65_54_95_70 Radiator valves
Pr_65_54_95_75 Safety valves
Pr_65_54_95_80 Steel alloy check valves
Pr_65_54_95_81 Steel ball valves
Pr_65_54_95_82 Steel globe valves
Pr_65_54_95_83 Steel globe stop and check valves
Pr_65_54_95_87 Tempering valves
Pr_65_54_95_88 Thermostatic mixing valves
Pr_65_54_95_89 Thermostatic radiator valves
Pr_65_54_95_90 Three-way vent cocks
Pr_65_54_95_92 Underfloor heating and cooling manifolds
Pr_65_54_95_94 Verifiable backflow prevention devices
Pr_65_54_95_96 Waterworks gate valves
Pr_65_55 Liquid and gas distribution products
Pr_65_55_62 Phase change distribution products
Pr_65_55_62_47 Liquefied petroleum gas (LPG) vaporizers
Pr_65_55_76 Separators
Pr_65_55_76_04 Austenitic stainless steel steam separators
Pr_65_55_76_11 Carbon steel steam separators
Pr_65_55_76_12 Cast iron steam separators
Pr_65_55_76_13 Centrifugal air separators
Pr_65_55_76_15 Combined air and dirt separators
Pr_65_55_76_22 Dirt separators
Pr_65_55_76_58 Oil and petrol separators
Pr_65_55_76_59 Oil and water separators
Pr_65_55_76_77 SG iron steam separators
Pr_65_55_76_84 Stainless steel steam separators
Pr_65_55_76_96 Water separators
Pr_65_55_84 Steam and condensate distribution products
Pr_65_55_84_50 Steam manifolds
Pr_65_55_84_75 Sample coolers
Pr_65_55_84_94 Vacuum breakers
Pr_65_55_85 Steam and condensate recovery vessels
Pr_65_55_85_08 Blowdown vessels
Pr_65_55_85_30 Flash steam recovery vessels
Pr_65_55_85_85 Steam feedtanks
Pr_65_55_86 Steam traps and strainers
Pr_65_55_86_05 Angle steam strainers
Pr_65_55_86_06 Balanced pressure steam traps
Pr_65_55_86_07 Ball float steam traps
Pr_65_55_86_08 Bimetallic steam traps
Pr_65_55_86_42 Inverted bucket steam traps
Pr_65_55_86_88 Thermodynamic steam traps
Pr_65_55_86_89 Thermostatic steam traps
Pr_65_55_86_99 Y-type steam strainers
Pr_65_55_96 Washing products
Pr_65_55_96_24 Drive-through wheel wash
Pr_65_55_96_72 Roller wheel wash
Pr_65_55_96_96 Wash plant
Pr_65_57 Filter products
Pr_65_57_02 Air filters
Pr_65_57_02_02 Activated carbon air filters
Pr_65_57_02_03 Air gas and vapour cleaners
Pr_65_57_02_04 Air particle cleaners
Pr_65_57_02_06 Baffle grease air filters
Pr_65_57_02_07 Bag air filters
Pr_65_57_02_11 Cartridge grease air filters
Pr_65_57_02_15 Cold water mist grease air filters
Pr_65_57_02_20 Cyclone filters
Pr_65_57_02_25 Duct-mounted modular electrostatic air filters
Pr_65_57_02_26 Efficient particulate arrestor (EPA) air filters
Pr_65_57_02_28 Electrostatic precipitators
Pr_65_57_02_29 Fabric filters
Pr_65_57_02_37 High efficiency particle arrestor (HEPA) air filters
Pr_65_57_02_52 Mesh air filters
Pr_65_57_02_66 Panel air filters
Pr_65_57_02_70 Safe change filter changing units
Pr_65_57_02_92 Ultra low particle arrestor (ULPA) air filters
Pr_65_57_02_93 Ultraviolet light grease filters
Pr_65_57_02_96 Water wash grease air filters
Pr_65_57_02_97 Wet scrubber filters
Pr_65_57_33 Gas and air filters
Pr_65_57_33_02 Activated carbon compressed air filters
Pr_65_57_33_15 Coalescing compressed air filters
Pr_65_57_33_25 Dust compressed air filters
Pr_65_57_33_33 Gas filters
Pr_65_57_58 Oil filters and strainers
Pr_65_57_58_58 Oil filters
Pr_65_57_58_59 Oil strainers
Pr_65_57_85 Swimming pool water filters and strainers
Pr_65_57_85_06 Basket filters
Pr_65_57_85_07 Basket strainers
Pr_65_57_85_12 Cartridge pool water filters
Pr_65_57_85_22 Diatomaceous earth water filters
Pr_65_57_85_33 Glass water filters
Pr_65_57_85_75 Sand water filters
Pr_65_57_95 Water feature filters and strainers
Pr_65_57_95_07 Biological filters
Pr_65_57_95_11 Cartridge water filters
Pr_65_57_95_13 Centrifugal particle separators
Pr_65_57_95_22 Disc filters
Pr_65_57_95_42 Inline water filters
Pr_65_57_95_51 Media water filters
Pr_65_57_95_76 Screen filters
Pr_65_57_95_96 Water strainers
Pr_65_57_96 Water filters and strainers
Pr_65_57_96_03 Active biological water filters
Pr_65_57_96_04 Angle water strainers
Pr_65_57_96_08 Basket water strainers
Pr_65_57_96_09 Bottle brush water filters
Pr_65_57_96_11 Canister water filters
Pr_65_57_96_13 Chlorine dioxide biological water filters
Pr_65_57_96_16 Conical water filters
Pr_65_57_96_29 Fast bed rapid sand water filters
Pr_65_57_96_30 Floating tank water filters
Pr_65_57_96_34 Granular activated carbon water filters
Pr_65_57_96_35 Gravel water filters
Pr_65_57_96_52 Membrane water filters
Pr_65_57_96_53 Mesh water filters
Pr_65_57_96_62 Pilot water filters
Pr_65_57_96_70 Rapid gravity water filters
Pr_65_57_96_72 Reed bed water filters
Pr_65_57_96_77 Side stream water filters
Pr_65_57_96_79 Slow bed sand water filters
Pr_65_57_96_86 Subsurface vortex water filters
Pr_65_57_96_99 Y-type water strainers
Pr_65_65 Ductwork products
Pr_65_65_23 Ductwork accessories
Pr_65_65_23_20 Duct access panels
Pr_65_65_23_25 Ductwork access doorsets
Pr_65_65_24 Duct dampers
Pr_65_65_24_16 Constant volume boxes
Pr_65_65_24_29 Fire and smoke dampers
Pr_65_65_24_30 Fire dampers
Pr_65_65_24_42 Intumescent fire and smoke dampers
Pr_65_65_24_56 Non-return dampers
Pr_65_65_24_66 Pressure control flaps
Pr_65_65_24_68 Pressure relief dampers
Pr_65_65_24_78 Shut off dampers
Pr_65_65_24_80 Smoke dampers
Pr_65_65_24_93 Variable air volume boxes
Pr_65_65_24_95 Volume control dampers
Pr_65_65_25 Ductwork and fittings
Pr_65_65_25_13 Circular plastics ductwork and fittings
Pr_65_65_25_14 Circular sheet metal ductwork and fittings
Pr_65_65_25_23 Domestic rigid ductwork and fittings
Pr_65_65_25_30 Fire resisting ductwork and fittings
Pr_65_65_25_31 Flat oval sheet metal ductwork and fittings
Pr_65_65_25_32 Flexible ductwork
Pr_65_65_25_34 Glass fibre ductwork and fittings
Pr_65_65_25_64 Pre-insulated ductwork and fittings
Pr_65_65_25_71 Rectangular plastics ductwork and fittings
Pr_65_65_25_72 Rectangular sheet metal ductwork and fittings
Pr_65_65_25_77 Smoke extract ductwork
Pr_65_67 Air and fume distribution products
Pr_65_67_16 Compressed air products
Pr_65_67_16_02 Air compressors
Pr_65_67_16_03 Air-cooled aftercoolers
Pr_65_67_16_04 Air preparation units
Pr_65_67_16_05 Air receivers
Pr_65_67_16_08 Blow protectors
Pr_65_67_16_22 Desiccant air dryers
Pr_65_67_16_50 Medical gas compressors
Pr_65_67_16_71 Refrigerant air dryers
Pr_65_67_16_96 Water-cooled aftercoolers
Pr_65_67_22 De-aerators
Pr_65_67_22_47 Liquid fuel de-aerators
Pr_65_67_22_66 Pressure differential de-aerators
Pr_65_67_22_88 Temperature differential de-aerators
Pr_65_67_28 Expansion compensators
Pr_65_67_28_03 Angular expansion compensators
Pr_65_67_28_05 Axial expansion compensators
Pr_65_67_28_46 Lateral expansion compensators
Pr_65_67_29 Fans
Pr_65_67_29_05 Axial flow fans
Pr_65_67_29_09 Bifurcated fans
Pr_65_67_29_12 Centrifugal fans
Pr_65_67_29_23 Domestic fan units
Pr_65_67_29_24 Domestic multipoint fan units
Pr_65_67_29_44 Jet fans
Pr_65_67_29_52 Mixed flow fans
Pr_65_67_29_62 Plug fans
Pr_65_67_29_64 Powered smoke and heat exhaust ventilators
Pr_65_67_29_67 Propeller fans
Pr_65_67_29_72 Roof mounted fans
Pr_65_67_29_80 Smoke extract fans
Pr_65_67_29_88 Twin axial fans
Pr_65_67_29_89 Twin centrifugal fans
Pr_65_67_29_96 Whole dwelling fan units
Pr_65_67_39 Humidifiers and dehumidifiers
Pr_65_67_39_22 Desiccant dehumidifiers
Pr_65_67_39_28 Evaporative humidifiers
Pr_65_67_39_84 Steam humidifiers
Pr_65_67_39_96 Water atomizing humidifiers
Pr_65_67_46 Laboratory gas products
Pr_65_67_46_56 Nitrogen receivers
Pr_65_67_78 Sound attenuators
Pr_65_67_78_02 Acoustic duct linings
Pr_65_67_78_05 Air transfer and cross talk attenuators
Pr_65_67_78_07 Attenuated openings
Pr_65_67_78_12 Circular attenuators
Pr_65_67_78_72 Rectangular attenuators
Pr_65_67_94 Vehicle exhaust distribution products
Pr_65_67_94_25 Ducted rail tracks
Pr_65_67_94_76 Self-sealing floor plates
Pr_65_70 Cables, conductors and fittings products
Pr_65_70_11 Cable management and accessories
Pr_65_70_11_02 Cable assemblies
Pr_65_70_11_09 Buried conduit
Pr_65_70_11_10 Cable brackets
Pr_65_70_11_11 Cable bands
Pr_65_70_11_12 Cable baskets
Pr_65_70_11_13 Cable cleats
Pr_65_70_11_14 Cable ladders
Pr_65_70_11_15 Cable ties
Pr_65_70_11_16 Cable troughs
Pr_65_70_11_17 Cable trays
Pr_65_70_11_18 Cable trunking
Pr_65_70_11_19 Channel cable supports
Pr_65_70_11_20 Conduit fittings
Pr_65_70_11_25 Duct banks
Pr_65_70_11_30 Flexible conduit
Pr_65_70_11_31 Floor cable trunking and ducting
Pr_65_70_11_34 Cable glands
Pr_65_70_11_41 Insulating cable trays
Pr_65_70_11_47 Lighting busbar trunking
Pr_65_70_11_61 Perimeter trunking
Pr_65_70_11_62 Plastic ducts for buried electric cables
Pr_65_70_11_63 Pliable conduit
Pr_65_70_11_64 Points heating harnesses
Pr_65_70_11_65 Polyvinyl chloride (PVC) trunking
Pr_65_70_11_70 Raised access floor service outlets
Pr_65_70_11_71 Rigid conduit
Pr_65_70_11_75 Service outlet boxes
Pr_65_70_11_76 Service outlet poles
Pr_65_70_11_79 Slotted cable trunking
Pr_65_70_11_80 Slotted insulating cable trays
Pr_65_70_12 Cable protection products
Pr_65_70_12_04 Anti-vandal cable guards
Pr_65_70_12_11 Cable capping
Pr_65_70_12_92 Underground concrete cable protection covers
Pr_65_70_12_93 Underground plastics cable ducts
Pr_65_70_12_94 Underground plastics cable protection covers
Pr_65_70_13 Cathodic protection products
Pr_65_70_13_08 Bulk anodes
Pr_65_70_13_50 Mesh anodes
Pr_65_70_13_72 Rod anodes
Pr_65_70_13_85 Sheet anodes
Pr_65_70_15 Communications cables and accessories
Pr_65_70_15_03 Armoured coaxial communications cables
Pr_65_70_15_04 Armoured communications cables
Pr_65_70_15_06 Balanced twisted-pair cables
Pr_65_70_15_13 Coaxial cables
Pr_65_70_15_15 Copper cable connectors
Pr_65_70_15_16 Copper cable terminations
Pr_65_70_15_17 Copper voice cables
Pr_65_70_15_18 Copper voice (LSF) cables
Pr_65_70_15_32 Functional earth cables
Pr_65_70_15_50 Microphone cables
Pr_65_70_15_53 Multicore alarm cables
Pr_65_70_15_58 Optical fibre cables
Pr_65_70_15_59 Optical fibre cable connectors
Pr_65_70_15_60 Optical fibre patch cords
Pr_65_70_15_62 Optical fibre splice boxes
Pr_65_70_15_63 Optical fibre cable terminations
Pr_65_70_15_70 Radio frequency (RF) transmission cables
Pr_65_70_15_80 Speaker cables
Pr_65_70_15_96 Work area and patch cord cables
Pr_65_70_16 Conductor rail ancillaries
Pr_65_70_16_03 Anchor struts
Pr_65_70_16_08 Composite insulators
Pr_65_70_16_10 Conductor rail anchors
Pr_65_70_16_12 Conductor rail cover boards
Pr_65_70_16_15 Conductor rail guard boards
Pr_65_70_16_16 Conductor rail insulators
Pr_65_70_16_17 Conductor rail side ramps
Pr_65_70_16_20 Conductor rail supports
Pr_65_70_16_28 Eutectic strips
Pr_65_70_16_34 Glass reinforced nylon insulators
Pr_65_70_16_57 Nylon insulators
Pr_65_70_36 High voltage cables
Pr_65_70_36_34 High voltage cold shrink cable joints
Pr_65_70_36_35 High voltage extruded insulation cable terminations
Pr_65_70_36_36 High voltage paper insulated cable terminations
Pr_65_70_36_37 High voltage power cables with extruded insulation
Pr_65_70_36_38 High voltage power cables with low smoke thermosetting insulation
Pr_65_70_36_39 High voltage power cables with impregnated paper insulation lead alloy sheath
Pr_65_70_36_40 High voltage power cables with thermosetting insulation
Pr_65_70_42 Insulators
Pr_65_70_42_26 Deadend insulators
Pr_65_70_42_36 High voltage pin insulators
Pr_65_70_42_46 Line post insulators
Pr_65_70_42_47 Longrod insulators
Pr_65_70_42_48 Low voltage pin insulators
Pr_65_70_42_77 Shackle insulators
Pr_65_70_42_82 Spool insulators
Pr_65_70_42_83 Station post insulators
Pr_65_70_42_84 Stay insulators
Pr_65_70_42_85 Strain insulators
Pr_65_70_42_86 Suspension insulators
Pr_65_70_46 Lightning protection and earthing components
Pr_65_70_46_01 Air terminals
Pr_65_70_46_03 Aluminium earth tapes
Pr_65_70_46_04 Aluminium rod lightning conductors
Pr_65_70_46_14 Copper earth tapes
Pr_65_70_46_15 Copper solid circular lightning conductors
Pr_65_70_46_24 Earth bars
Pr_65_70_46_25 Earth plates
Pr_65_70_46_26 Earth rod inspection pits
Pr_65_70_46_27 Earth rods
Pr_65_70_46_29 Earthing clamps
Pr_65_70_46_30 Earthing conductors
Pr_65_70_46_46 Lightning protection conductor clamps
Pr_65_70_46_47 Lightning protection conductor metallic direct contact clips
Pr_65_70_46_48 Lightning protection conductor non-metallic direct contact clips
Pr_65_70_46_80 Soil conditioning conductive agents
Pr_65_70_48 Low voltage cables
Pr_65_70_48_13 Crosslinked EVA insulated single core non-sheathed cables
Pr_65_70_48_14 Crosslinked silicone rubber insulated single core cables
Pr_65_70_48_29 Fire resistant screened (LSHF) cables
Pr_65_70_48_31 Flexible cables with crosslinked elastomeric insulation
Pr_65_70_48_32 Flexible cables with thermoplastic PVC insulation
Pr_65_70_48_37 Heat resistant single-core non-sheathed cross-linked elastomeric insulated cables
Pr_65_70_48_38 Heavy-duty cross-linked elastomeric insulated and sheathed flexible cables
Pr_65_70_48_39 Heavy-duty heat resistant cross-linked elastomeric insulated and sheathed flexible cables
Pr_65_70_48_40 Heavy-duty heat resistant LSHF insulated and sheathed flexible cables
Pr_65_70_48_41 Heavy-duty mineral insulated cables
Pr_65_70_48_46 Light duty heat resistant PVC insulated and sheathed flexible cables
Pr_65_70_48_48 Light duty mineral insulated cables
Pr_65_70_48_49 Light duty PVC insulated and sheathed flexible cables
Pr_65_70_48_50 Low voltage cold shrink cable joints
Pr_65_70_48_51 Mineral insulation cables
Pr_65_70_48_55 Multicore screened thermosetting insulated (LSHF) sheathed cables
Pr_65_70_48_56 Ordinary duty cross-linked elastomeric insulated and sheathed flexible cables
Pr_65_70_48_57 Ordinary duty heat resistant cross-linked elastomeric insulated and sheathed flexible cables
Pr_65_70_48_58 Ordinary duty heat resistant PVC insulated and sheathed flexible cables
Pr_65_70_48_59 Ordinary duty low temperature PVC insulated and sheathed flexible cables
Pr_65_70_48_60 Ordinary duty PVC insulated and sheathed flexible cables
Pr_65_70_48_61 PVC insulated and sheathed cables
Pr_65_70_48_62 PVC insulated flexible single core cables for switchgear and controlgear wiring
Pr_65_70_48_63 PVC insulated single core non-sheathed cables
Pr_65_70_48_73 Single core heavy-duty cross-linked insulated and sheathed flexible (LSHF) cables
Pr_65_70_48_74 Single core heat resistant non-sheathed thermoplastic PVC insulated cables
Pr_65_70_48_75 Single core non-sheathed (LHSF) insulated cables
Pr_65_70_48_77 Single core PVC insulated cables
Pr_65_70_48_79 Split concentric PVC insulated and sheathed cables
Pr_65_70_48_88 Thermosetting insulated armoured fire resistant (LSHF) cables
Pr_65_70_48_89 Thermosetting insulated and PVC sheathed armoured cables
Pr_65_70_48_90 Thermosetting insulated and thermoplastic sheathed (LSHF) armoured cables
Pr_65_70_48_91 Thermosetting insulated and thermoplastic sheathed (LSHF) cables
Pr_65_70_48_92 Thermosetting insulated non armoured PVC sheathed cables
Pr_65_70_48_93 Thermosetting insulated (XLPE), thermoplastic low smoke zero halogen (LSZH) sheathed cables
Pr_65_70_48_94 Thermosetting insulated, non-armoured, fire-resistant, single core non-sheathed cables
Pr_65_70_50 Low voltage prefabricated cables
Pr_65_70_50_15 Connection cables
Pr_65_70_50_22 Distribution connectors
Pr_65_70_50_28 Extender cables
Pr_65_70_50_37 Home run cables
Pr_65_70_50_47 Lighting extender leads
Pr_65_70_50_49 Luminaire connection cables
Pr_65_70_50_64 Prefabricated low smoke zero halogen (LSZH) insulated and sheathed multi-core cables
Pr_65_70_50_66 Prefabricated low smoke zero halogen (LSZH) insulated single cables in flexible conduit
Pr_65_70_50_72 RJ45 cables
Pr_65_70_50_84 Starter leads
Pr_65_70_50_86 Switch connection leads
Pr_65_70_50_88 T connectors
Pr_65_70_70 Railway rolling stock cables
Pr_65_70_70_53 Multicore, cross-linked elastomeric-insulated, reduced dimensions, special fire performance cables
Pr_65_70_70_55 Multicore, cross-linked elastomeric-insulated, special fire performance cables
Pr_65_70_70_57 Multicore and multi-pair, thin wall-insulated, special fire performance cables
Pr_65_70_70_83 Screened, multicore, cross-linked elastomeric-insulated, reduced dimensions, special fire performance cables
Pr_65_70_70_85 Single core, cross-linked elastomeric-insulated, reduced dimensions, special fire performance cables
Pr_65_70_70_87 Single core, cross-linked elastomeric-insulated, 600/1000 V, special fire performance cables
Pr_65_70_70_88 Single core, cross-linked elastomeric-insulated, 1.8/3 kV, special fire performance cables
Pr_65_70_70_89 Single core, silicone rubber-insulated, high-temperature, special fire performance cables
Pr_65_70_70_91 Single core, thin wall-insulated, special fire performance cables
Pr_65_70_80 Signalling cables
Pr_65_70_80_01 2 core unscreened 1000 V (LSF) cables
Pr_65_70_80_03 Abrasion resistant single core triple insulated (LSF) signalling equipment room cables
Pr_65_70_80_14 Concentric screened cables with screens separate
Pr_65_70_80_16 Concentric screened (LSF) cables with screens separate
Pr_65_70_80_46 Multicore concentric screened (LSF) track crossing cables with screens in contact
Pr_65_70_80_47 Multicore concentric screened track crossing cables with screens in contact
Pr_65_70_80_49 Multicore concentric screened track crossing cables with screens separate
Pr_65_70_80_51 Multicore screened (LSF) cable run cables
Pr_65_70_80_52 Multicore screened (LSF) track crossing cables
Pr_65_70_80_53 Multicore screened pair (LSF) axle counter cables
Pr_65_70_80_55 Multi-pair screened (LSF) cables with each pair screened
Pr_65_70_80_74 Single core double insulated inductive loop track cables
Pr_65_70_80_75 Single core double insulated (LSF) 600 V cables
Pr_65_70_80_76 Single core double insulated (LSF) 600 V track crossing cables
Pr_65_70_80_78 Single core double insulated (LSF) signalling equipment room cables
Pr_65_70_80_79 Single core double insulated (LSF) track crossing cables
Pr_65_70_80_81 Single core (LSF) cables
Pr_65_70_80_83 Single core screened pair axle counter cables
Pr_65_70_80_87 Triaxial concentric cables
Pr_65_70_80_88 Triaxial concentric (LSF) cables
Pr_65_70_80_90 Twisted pair screened (LSF) cable run cables
Pr_65_70_80_91 Twisted pair screened (LSF) signalling equipment room cables
Pr_65_70_80_92 Twisted pair screened (LSF) track crossing cables
Pr_65_72 Electrical power products and wiring accessories
Pr_65_72_27 Electrical protective devices
Pr_65_72_27_02 Air circuit breakers
Pr_65_72_27_11 Cartridge fuses
Pr_65_72_27_23 Direct current (d.c.) surge protection devices
Pr_65_72_27_26 Earth continuity monitors
Pr_65_72_27_32 Fuse links
Pr_65_72_27_34 Fuse lock-off devices
Pr_65_72_27_42 Isolation transformers
Pr_65_72_27_44 J-type feeder pillar fuses
Pr_65_72_27_47 Low-voltage fuse links
Pr_65_72_27_48 Low voltage power supply surge protection devices
Pr_65_72_27_50 Mains power supply transient overvoltage suppression devices
Pr_65_72_27_52 Miniature circuit breakers
Pr_65_72_27_53 Moulded case circuit breakers
Pr_65_72_27_72 Residual current circuit breakers
Pr_65_72_27_73 Residual current circuit breakers with integral overcurrent protection
Pr_65_72_27_74 Residual current monitors
Pr_65_72_27_88 Transient overvoltage surge suppression devices
Pr_65_72_43 Power conditioning equipment
Pr_65_72_43_01 Active electrical filters
Pr_65_72_43_05 Automatic power factor correction equipment
Pr_65_72_43_07 Blocking diodes
Pr_65_72_43_39 Hybrid electrical filters
Pr_65_72_43_42 Inverters
Pr_65_72_43_60 Passive electrical filters
Pr_65_72_43_64 Power conditioning units
Pr_65_72_43_71 Rectifiers
Pr_65_72_43_95 Voltage optimizers
Pr_65_72_43_96 Voltage transformers
Pr_65_72_59 Overhead power supply line products
Pr_65_72_59_06 Balance weight anchor tensioning devices
Pr_65_72_59_80 Spring tensioning devices
Pr_65_72_59_90 Turnbuckle tensioning devices
Pr_65_72_60 Overhead power supply line support products
Pr_65_72_60_23 Double insulator catenary cantilever assemblies
Pr_65_72_60_24 Double insulator trolley wire cantilever assemblies
Pr_65_72_60_55 Overhead line cable supports
Pr_65_72_60_56 Overhead line catenary wires
Pr_65_72_60_57 Overhead line contact wires
Pr_65_72_60_58 Overhead line droppers
Pr_65_72_60_59 Overhead line fixings
Pr_65_72_60_60 Overhead line mounting structures
Pr_65_72_60_61 Overhead line span wires
Pr_65_72_60_63 Overhead wiring splices
Pr_65_72_60_77 Single insulator catenary cantilever assemblies
Pr_65_72_60_78 Single insulator trolley wire cantilever assemblies
Pr_65_72_97 Wiring accessories
Pr_65_72_97_03 Architrave switches
Pr_65_72_97_06 Bayonet lamp holders
Pr_65_72_97_11 Cable couplers
Pr_65_72_97_12 Cable outlet plates
Pr_65_72_97_16 Ceiling light switches
Pr_65_72_97_17 Ceiling power switches
Pr_65_72_97_18 Ceiling roses
Pr_65_72_97_20 Cooker control units
Pr_65_72_97_21 Cooker connection units
Pr_65_72_97_22 Dimmer switches and controls
Pr_65_72_97_23 Double pole switches
Pr_65_72_97_26 Edison screw lamp holders
Pr_65_72_97_27 Electrical connection boxes
Pr_65_72_97_28 End brackets
Pr_65_72_97_29 Electric vehicle charging points
Pr_65_72_97_30 Fan isolators
Pr_65_72_97_31 Fused connection units
Pr_65_72_97_34 Grid switches
Pr_65_72_97_40 Industrial plugs
Pr_65_72_97_41 Industrial socket outlets
Pr_65_72_97_47 Luminaire supporting couplers
Pr_65_72_97_52 Multi-gang power outlets
Pr_65_72_97_63 Plate switches
Pr_65_72_97_66 Prefabricated wiring switches
Pr_65_72_97_72 Round pin socket outlets
Pr_65_72_97_75 Safety pendant lamp holders
Pr_65_72_97_76 Safety pendant sets
Pr_65_72_97_78 Shaver supply units
Pr_65_72_97_79 Single voltage shaver outlets
Pr_65_72_97_81 Socket outlet residual current devices (SRCD)
Pr_65_72_97_82 Specialist socket outlets
Pr_65_72_97_83 Surface and concealed wiring enclosures
Pr_65_72_97_84 Standard socket outlets
Pr_65_72_97_85 Stud terminal covers
Pr_65_72_97_86 Stud terminals
Pr_65_80 Transport distribution products
Pr_65_80_06 Baggage handling conveyors
Pr_65_80_15 Cranes and lifting products
Pr_65_80_15_09 Cable slot channels
Pr_65_80_15_11 Cable slot covers
Pr_65_80_15_13 Cable turnover pits
Pr_65_80_15_16 Crane arrestors
Pr_65_80_15_18 Crane stow pin sockets
Pr_65_80_15_22 Detachable hooks
Pr_65_80_15_47 Lifting rings
Pr_65_80_15_48 Lifting trunnions
Pr_65_80_15_59 Overhead travelling cranes
Pr_65_80_15_71 Roof trolleys
Pr_65_80_15_73 Runway tracks
Pr_65_80_15_74 Runway trolleys
Pr_65_80_15_88 Tie down slots
Pr_65_80_23 Dock levellers
Pr_65_80_23_06 Bascule dock bridges
Pr_65_80_23_38 Hydraulic hinged-lip dock levellers
Pr_65_80_23_39 Hydraulic telescopic-lip dock levellers
Pr_65_80_23_51 Mechanical dock levellers
Pr_65_80_28 Escalator and moving walk products
Pr_65_80_28_21 Escalators
Pr_65_80_28_52 Moving walks
Pr_65_80_42 Inclined transport cars, platforms and chairs
Pr_65_80_42_11 Cable cars
Pr_65_80_42_37 Homelifts
Pr_65_80_42_39 Inclined chairlifts
Pr_65_80_42_42 Inclined standing platforms
Pr_65_80_42_43 Inclined wheelchair platforms
Pr_65_80_42_77 Ski lift chairs
Pr_65_80_42_84 Stairlift trolleys
Pr_65_80_46 Laundry conveyors
Pr_65_80_46_15 Laundry and garment conveyors
Pr_65_80_46_42 Inclined loading laundry conveyors
Pr_65_80_46_77 Shuttle lifting laundry conveyors
Pr_65_80_47 Lifting platforms and hoists
Pr_65_80_47_04 Assisted transfer hoists
Pr_65_80_47_12 Ceiling track hoists
Pr_65_80_47_31 Fixed hoists
Pr_65_80_47_47 Moveable hoists
Pr_65_80_47_64 Poolside hoists
Pr_65_80_47_76 Service hoists
Pr_65_80_47_84 Step lifts
Pr_65_80_47_94 Vehicle hoists
Pr_65_80_47_95 Vertical lifting platforms
Pr_65_80_47_96 Vertical storage lifts
Pr_65_80_65 Pneumatic document conveying products
Pr_65_80_65_63 Pneumatic document conveying blowers
Pr_65_80_65_64 Pneumatic document conveying carriers
Pr_65_80_65_65 Pneumatic document conveying diverters
Pr_65_80_65_66 Pneumatic document conveying pipes and fittings
Pr_65_80_65_67 Pneumatic document conveying stations
Pr_65_80_89 Transport cables
Pr_65_80_89_11 Cable car cables
Pr_65_80_89_46 Lift cables
Pr_65_80_89_85 Ski lift cables
Pr_65_80_96 Wastewater conveyor products
Pr_65_80_96_07 Belt conveyors
Pr_65_80_96_24 Drag or chain link conveyors
Pr_65_80_96_76 Screw conveyors
Pr_65_80_96_79 Shafted screw conveyors
Pr_65_80_96_80 Shaftless spiral conveyors
Pr_70 Services outlet products
Pr_70_50 Solid waste disposal products
Pr_70_50_71 Refuse disposal equipment
Pr_70_50_71_18 Crushers
Pr_70_50_71_42 Incinerators
Pr_70_50_71_60 Packagers
Pr_70_50_80 Solid waste balers
Pr_70_50_80_37 Horizontal balers
Pr_70_50_80_94 Vertical balers
Pr_70_50_85 Solid waste compactor products
Pr_70_50_85_24 Dry waste compactors
Pr_70_50_85_37 High density compaction extruders
Pr_70_50_85_65 Portable waste compactors
Pr_70_50_85_66 Portable waste compactor and bin lifts
Pr_70_50_85_78 Skip portable waste compactors
Pr_70_50_85_96 Wet waste compactors
Pr_70_55 Liquid and gas outlet products
Pr_70_55_33 Gas and foam nozzles and sprinklers
Pr_70_55_33_11 Carbon dioxide fire extinguishing nozzles
Pr_70_55_33_30 Foam sprinklers
Pr_70_55_33_36 Halocarbons and inert gas fire extinguishing nozzles
Pr_70_55_42 Irrigation water outlets
Pr_70_55_42_09 Bubblers
Pr_70_55_42_11 Capillary matting
Pr_70_55_42_22 Drippers
Pr_70_55_42_46 Lateral pipelines
Pr_70_55_42_47 Layered irrigation matting
Pr_70_55_42_52 Micro-distribution pipelines
Pr_70_55_42_53 Micro-perforated polyethylene sheet
Pr_70_55_42_54 Misters
Pr_70_55_42_58 Oscillating sprinklers
Pr_70_55_42_64 Porous pipelines
Pr_70_55_42_70 Rain guns
Pr_70_55_42_73 Rotary impact sprinklers
Pr_70_55_42_80 Spray jets
Pr_70_55_42_90 Tree irrigation rings
Pr_70_55_51 Medical gases outlets
Pr_70_55_51_30 Flexible pendants
Pr_70_55_51_37 Headwall bedhead units
Pr_70_55_51_52 Terminal units
Pr_70_55_51_53 Medical trunking bedhead units
Pr_70_55_51_55 Multi-movement pendants
Pr_70_55_51_73 Retractable pendants
Pr_70_55_51_74 Rigid pendants
Pr_70_55_58 Oil and grease lubricant supply products
Pr_70_55_58_34 Greases
Pr_70_55_58_48 Lubricator height adjustors
Pr_70_55_58_58 Oils
Pr_70_55_58_68 Rail friction modifier
Pr_70_55_58_70 Rail lubricators
Pr_70_55_58_72 Rail traction gels
Pr_70_55_58_80 Solid lubricants
Pr_70_55_62 Phase change outlet products
Pr_70_55_62_31 Foam proportioners
Pr_70_55_76 Sewage treatment plant
Pr_70_55_76_34 Geocellular modular plastics storage units
Pr_70_55_76_62 Private packaged pumping stations
Pr_70_55_76_64 Private packaged septic tank units
Pr_70_55_76_66 Private packaged sewage treatment units
Pr_70_55_76_72 Reed bed units
Pr_70_55_76_76 Sewage below-ground storage tanks (cesspools)
Pr_70_55_96 Waste water outlets and plugs
Pr_70_55_96_06 Bath wastes
Pr_70_55_96_09 Bidet wastes
Pr_70_55_96_76 Scrub up trough and wash trough wastes
Pr_70_55_96_83 Shower tray wastes
Pr_70_55_96_84 Sink wastes
Pr_70_55_96_93 Urinal wastes
Pr_70_55_96_97 Wash basins wastes
Pr_70_55_96_98 Waste water plugs and chains
Pr_70_55_97 Water fire extinguishing outlets
Pr_70_55_97_01 Above-ground fire hydrants
Pr_70_55_97_23 Domestic sprinkler heads
Pr_70_55_97_37 High velocity nozzles
Pr_70_55_97_51 Medium velocity nozzles
Pr_70_55_97_57 Nozzles
Pr_70_55_97_84 Sprinkler heads
Pr_70_55_97_93 Underground fire hydrants
Pr_70_55_98 Water outlets
Pr_70_55_98_28 External drinking fountains
Pr_70_55_98_30 Fountains
Pr_70_55_98_35 Green roof drainage outlets
Pr_70_55_98_37 High-pressure water hose connectors
Pr_70_55_98_46 Laminar jets
Pr_70_55_98_59 Overflows
Pr_70_55_98_60 Passive tank outlets
Pr_70_55_98_65 Pool water inlets and outlets
Pr_70_55_98_84 Sprinklers
Pr_70_55_98_87 Tape lines and drippers
Pr_70_55_98_92 Ultrasonic mist makers
Pr_70_55_98_94 Washout hydrants
Pr_70_55_98_95 Waterfalls and cascades
Pr_70_55_98_96 Water feature nozzles
Pr_70_60 Space heating and cooling products
Pr_70_60_14 Climatic beams and ceilings
Pr_70_60_14_02 Active climatic beams
Pr_70_60_14_14 Climatic ceiling panels
Pr_70_60_14_55 Multi-service climatic beams
Pr_70_60_14_60 Passive climatic beams
Pr_70_60_36 Heat emitters
Pr_70_60_36_02 Air curtains
Pr_70_60_36_06 Cabinet direct heaters
Pr_70_60_36_08 Cabinet indirect heaters
Pr_70_60_36_15 Constant wattage trace heating cables
Pr_70_60_36_22 Decorative fuel effect gas fires
Pr_70_60_36_26 Electric heated towel rails
Pr_70_60_36_27 Electric cable underfloor heating elements
Pr_70_60_36_28 Electric sheet underfloor heating elements
Pr_70_60_36_29 Equipment heaters
Pr_70_60_36_30 Fan convectors
Pr_70_60_36_33 Gas fired unit heaters
Pr_70_60_36_35 Gas fires
Pr_70_60_36_42 Inset live fuel effect gas fires
Pr_70_60_36_48 Low temperature hot water (LTHW) heated towel rails
Pr_70_60_36_49 Low temperature hot water (LTHW) underfloor heating
Pr_70_60_36_52 Mirror heaters
Pr_70_60_36_56 Natural convectors
Pr_70_60_36_60 Points heater cables
Pr_70_60_36_62 Points heating kits
Pr_70_60_36_70 Radiant luminous heaters
Pr_70_60_36_71 Radiant panels
Pr_70_60_36_72 Radiant tube heaters
Pr_70_60_36_73 Radiators
Pr_70_60_36_74 Room heaters
Pr_70_60_36_77 Series resistance trace heating cables and tapes
Pr_70_60_36_80 Solid fuel room heaters
Pr_70_60_36_88 Thermal storage heaters
Pr_70_60_36_90 Trench convectors
Pr_70_60_36_93 Unit heaters
Pr_70_60_36_97 Wood-burning stoves
Pr_70_60_37 Heat pumps
Pr_70_60_37_02 Air to air heat pumps
Pr_70_60_37_04 Air to water heat pumps
Pr_70_60_37_33 Gas engine driven heat pumps
Pr_70_60_37_34 Gas fired absorption heat pumps
Pr_70_60_37_36 Ground source heat pumps
Pr_70_60_37_96 Water to air heat pumps
Pr_70_60_37_98 Water to water heat pumps
Pr_70_60_60 Pavement heating products
Pr_70_60_60_37 Pavement heating cables
Pr_70_60_60_38 Pavement heating mats
Pr_70_60_82 Space heating fittings and equipment
Pr_70_60_82_29 Fenders
Pr_70_60_82_30 Fireplace hearths
Pr_70_60_82_31 Fireplace hoods
Pr_70_60_82_32 Fireplace surrounds
Pr_70_60_82_41 Inset open fireplace firebacks
Pr_70_60_82_42 Inset open fireplace surrounds and hearths
Pr_70_60_82_43 Inset open fires
Pr_70_65 Air and fume outlet products
Pr_70_65_03 Air conditioning units
Pr_70_65_03_02 Air cooled condensing units
Pr_70_65_03_25 Dry air coolers
Pr_70_65_03_27 Evaporative cooling units
Pr_70_65_03_29 Fan coil units
Pr_70_65_03_42 Indoor refrigeration units
Pr_70_65_03_43 Induction units
Pr_70_65_03_47 Local air conditioning units
Pr_70_65_03_72 Room air conditioning units
Pr_70_65_03_84 Split coil remote air cooled condensing units
Pr_70_65_03_86 Split coil room air conditioning units
Pr_70_65_03_94 Variable refrigerant flow units
Pr_70_65_04 Air terminals and diffusers
Pr_70_65_04_02 Air diffusers
Pr_70_65_04_03 Air grilles
Pr_70_65_04_04 Air plenum boxes
Pr_70_65_04_22 Displacement ventilation diffusers
Pr_70_65_04_24 Domestic air diffusers and grilles
Pr_70_65_04_28 External wall grilles
Pr_70_65_04_30 Floor linear air diffusers
Pr_70_65_04_32 Floor-mounted air plenum boxes
Pr_70_65_04_44 Jet diffusers
Pr_70_65_04_46 Laminar flow panels
Pr_70_65_04_48 Linear air diffusers
Pr_70_65_04_53 Modular cassette ventilated ceilings
Pr_70_65_04_56 Natural smoke and heat exhaust ventilators
Pr_70_65_04_73 Roof ridge air terminals
Pr_70_65_04_75 Roof slope air terminals
Pr_70_65_04_76 Roof stack air terminals
Pr_70_65_04_77 Roof ventilator cowls
Pr_70_65_04_84 Specialist air terminals
Pr_70_65_04_86 Swirl air diffusers
Pr_70_65_04_88 Terminal fan units
Pr_70_65_04_93 Variable air volume (VAV) fan assisted terminal units
Pr_70_65_04_94 Variable air volume (VAV) terminal units
Pr_70_65_04_95 Ventilated ceilings
Pr_70_65_30 Flues and chimneys
Pr_70_65_30_14 Clay chimney pots
Pr_70_65_30_15 Clay flue liner terminals
Pr_70_65_30_16 Concrete chimney pots
Pr_70_65_30_30 Flue liners
Pr_70_65_30_32 Fume extract discharge stacks
Pr_70_65_30_51 Metal flues and chimneys
Pr_70_65_30_84 Stainless steel chimney pots
Pr_70_70 Power and lighting outlet products
Pr_70_70_46 Lamps
Pr_70_70_46_15 Compact fluorescent lamps
Pr_70_70_46_24 Double capped tubular LED lamps
Pr_70_70_46_30 Fluorescent lamps
Pr_70_70_46_36 High pressure mercury vapour lamps
Pr_70_70_46_37 High pressure sodium vapour lamps
Pr_70_70_46_41 Induction lamps
Pr_70_70_46_42 Infrared lamps
Pr_70_70_46_44 Light-emitting diode (LED) lamps
Pr_70_70_46_45 Low pressure sodium vapour lamps
Pr_70_70_46_52 Metal halide lamps
Pr_70_70_46_77 Self ballasted compact fluorescent lamps
Pr_70_70_46_78 Self ballasted LED lamps
Pr_70_70_46_80 Special lamps
Pr_70_70_46_89 Tungsten filament lamps
Pr_70_70_46_90 Tungsten halogen lamps
Pr_70_70_47 Lighting controls and lighting distribution products
Pr_70_70_47_02 Automatic emergency lighting test panels
Pr_70_70_47_12 Centralized lighting controllers
Pr_70_70_47_16 Combined daylight and occupancy detectors
Pr_70_70_47_21 Daylight sensors
Pr_70_70_47_27 Extra low voltage lighting transformers
Pr_70_70_47_28 Extra low voltage occupancy detectors
Pr_70_70_47_47 Luminaire changeover relays
Pr_70_70_47_48 Luminaire hold-off relays
Pr_70_70_47_49 Luminaire inverter modules
Pr_70_70_47_50 Luminaire sub-circuit relays
Pr_70_70_47_51 Mains voltage occupancy detectors
Pr_70_70_47_62 Photoelectric control units
Pr_70_70_47_71 Remote infrared lighting commissioning controllers
Pr_70_70_47_72 Remote infrared lighting user controllers
Pr_70_70_48 Luminaires, lighting track and lighting accessories
Pr_70_70_48_02 Area floodlights
Pr_70_70_48_13 Chandeliers
Pr_70_70_48_16 Combined emergency luminaires
Pr_70_70_48_23 Dedicated slave emergency luminaires
Pr_70_70_48_24 Downlights
Pr_70_70_48_26 Electrical low mounted way-guidance lighting module housings
Pr_70_70_48_27 Electrical low mounted way-guidance lighting modules
Pr_70_70_48_28 Electrical low mounted way-guidance lighting supply units
Pr_70_70_48_29 Electronic ballasts
Pr_70_70_48_30 Electronic starters
Pr_70_70_48_32 Free standing luminaires
Pr_70_70_48_35 Ground mounted luminaires
Pr_70_70_48_36 Hazardous area luminaires
Pr_70_70_48_45 LED light panels
Pr_70_70_48_46 Light-emitting diode (LED) luminaires
Pr_70_70_48_47 Lighting tracks
Pr_70_70_48_48 Luminaire smoke hoods
Pr_70_70_48_59 Optical fibre emergency luminaires
Pr_70_70_48_62 Pendant luminaires
Pr_70_70_48_65 Post top lanterns
Pr_70_70_48_71 Recessed luminaires
Pr_70_70_48_73 Road lighting luminaires
Pr_70_70_48_77 Self-contained emergency luminaires
Pr_70_70_48_80 Sockets for demountable lighting
Pr_70_70_48_82 Spot lights
Pr_70_70_48_85 Surface luminaires
Pr_70_70_48_86 Suspended luminaires
Pr_70_70_48_92 Underwater luminaires
Pr_70_70_48_93 Uplights
Pr_70_70_70 Rail power products
Pr_70_70_70_15 Conductor rail power connectors
Pr_70_75 Communications products
Pr_70_75_01 Aeronautical lighting products
Pr_70_75_01_01 Aeronautical ground lighting
Pr_70_75_01_02 Airfield guidance signs
Pr_70_75_01_03 Azimuth guidance for nose-in stand (AGNIS) lights
Pr_70_75_01_13 Constant current regulators
Pr_70_75_01_47 Lighting beacons
Pr_70_75_01_65 Precision approach path indicators (PAPI)
Pr_70_75_01_70 Runway and taxiway elevated lights
Pr_70_75_01_71 Runway and taxiway inset lights
Pr_70_75_04 Audio, data and visual outlet plates and controllers
Pr_70_75_04_03 Audio interface adaptors
Pr_70_75_04_06 Balanced twisted-pair cable outlet plates
Pr_70_75_04_25 DVI outlet plates
Pr_70_75_04_29 Fibre optic cable outlet plates
Pr_70_75_04_37 HDMI outlet plates
Pr_70_75_04_42 Input and output control port expanders
Pr_70_75_04_52 Modular jacks
Pr_70_75_04_70 RCA outlet plates
Pr_70_75_04_71 RJ-45 to BT plug adaptors
Pr_70_75_04_85 SVGA outlet plates
Pr_70_75_04_88 Telecommunications outlet plates
Pr_70_75_04_90 Television outlet plates
Pr_70_75_04_94 Volume controllers
Pr_70_75_04_99 XLR outlet plates
Pr_70_75_36 Hearing and assisted listening products
Pr_70_75_36_08 Bodypack receivers
Pr_70_75_36_36 Headphones
Pr_70_75_36_37 Headsets
Pr_70_75_36_40 Induction loop amplifiers
Pr_70_75_36_41 Induction loop pads
Pr_70_75_36_42 Induction loop signal generators
Pr_70_75_36_43 Induction loop transformers
Pr_70_75_36_44 Induction neck loops
Pr_70_75_36_45 Induction-loop monitor receivers
Pr_70_75_36_46 Induction loop reassurance indicators
Pr_70_75_36_47 Infrared hearing and assisted listening modulators
Pr_70_75_36_48 Infrared hearing and assisted listening radiators
Pr_70_75_36_50 Loudspeakers
Pr_70_75_36_51 Loudspeaker end of line units
Pr_70_75_36_64 Portable communicators
Pr_70_75_36_84 Stethosets
Pr_70_75_50 Marine signals and indicators
Pr_70_75_50_56 Navigation signal buoys
Pr_70_75_52 Mesh network products
Pr_70_75_52_01 3G gateway modems
Pr_70_75_52_42 Intelligent access points (IAPs)
Pr_70_75_52_50 Mesh wireless routers
Pr_70_75_52_56 Network switches
Pr_70_75_52_64 Power over ethernet (POE) network switches
Pr_70_75_52_88 Tilt sensor nodes
Pr_70_75_52_92 USB gateway modems
Pr_70_75_52_96 Wireless sensor nodes
Pr_70_75_69 Radio communications products
Pr_70_75_69_70 Radio base stations
Pr_70_75_70 Rail signals, indicators and controls
Pr_70_75_70_03 Automatic warning signals
Pr_70_75_70_05 Axle counters
Pr_70_75_70_06 Banner repeater signals
Pr_70_75_70_07 Balises
Pr_70_75_70_14 Colour light signals
Pr_70_75_70_44 Junction indicators
Pr_70_75_70_47 Limit of shunt signals
Pr_70_75_70_60 Platform repeaters
Pr_70_75_70_62 Points converter devices
Pr_70_75_70_63 Points operating equipment
Pr_70_75_70_64 Position light signals
Pr_70_75_70_65 Possession limit boards
Pr_70_75_70_70 Rail gap indicator signals
Pr_70_75_70_72 Route indicators
Pr_70_75_70_76 Semaphore disc signals
Pr_70_75_70_77 Semaphore signals
Pr_70_75_70_78 Semaphore subsidiary signals
Pr_70_75_70_89 Track circuits
Pr_70_75_70_90 Train protection warning signals
Pr_70_75_70_91 Treadles
Pr_70_75_72 Road traffic and pedestrian control signals
Pr_70_75_72_01 Above ground vehicle detection products
Pr_70_75_72_07 Belisha beacons
Pr_70_75_72_22 Detector loops
Pr_70_75_72_30 Fixed vertical road traffic signs
Pr_70_75_72_48 Level crossing signals
Pr_70_75_72_49 Mass detectors
Pr_70_75_72_50 Motorway lane signals
Pr_70_75_72_51 Motorway signal mark 1
Pr_70_75_72_53 Motorway signal mark 3
Pr_70_75_72_54 Motorway signal mark 4
Pr_70_75_72_60 Pedestrian signal controllers
Pr_70_75_72_61 Pedestrian crossing signals
Pr_70_75_72_80 Solar powered illuminated bollards
Pr_70_75_72_87 Traffic signal controller units
Pr_70_75_72_89 Transilluminated traffic bollards
Pr_70_75_72_92 Urban traffic management signs
Pr_70_75_72_94 Variable message traffic signs
Pr_70_75_72_95 Vehicle activated signs
Pr_70_75_72_96 Vehicular traffic signals
Pr_70_75_72_98 Wig wag signals
Pr_70_75_72_99 Wig wag signal control units
Pr_70_75_80 Sports timing and scoring equipment
Pr_70_75_80_27 Electronic scoreboards
Pr_70_75_80_46 Lane boxes
Pr_70_75_80_48 Lane manual push buttons
Pr_70_75_80_50 Manual scoreboards
Pr_70_75_80_72 Relay race break sensors
Pr_70_75_80_82 Swimmers starting blocks
Pr_70_75_80_83 Swimmers touch pads
Pr_70_75_80_84 Swimming race start sound generators
Pr_70_75_80_85 Swimming timing controllers
Pr_70_75_88 Telecoms equipment
Pr_70_75_88_01 Acoustic hoods
Pr_70_75_88_03 Analogue telephone handsets
Pr_70_75_88_21 Data and telecom transient overvoltage surge suppression devices
Pr_70_75_88_22 Digital enhanced cordless telecommunications (DECT) telephone handsets
Pr_70_75_88_24 Digital terminals
Pr_70_75_88_27 Emergency roadside telephones
Pr_70_75_88_60 Payphones
Pr_70_75_88_83 Telecommunications system controllers
Pr_70_75_88_86 Telephone distribution frames
Pr_70_75_88_87 Telephone extension ringers
Pr_70_75_88_89 Telephone operator consoles
Pr_70_75_94 Visual and audible indicators
Pr_70_75_94_27 Electric door bells
Pr_70_75_94_28 Electronic sounders
Pr_70_75_94_29 Flashing filament warning beacons
Pr_70_75_94_42 Industrial bells
Pr_70_75_94_46 LED warning beacons
Pr_70_75_94_58 Overdoor indicator units
Pr_70_75_94_60 Panel mounting indicator lights
Pr_70_75_94_73 Rotating warning beacons
Pr_70_75_94_78 Starting strobe lights
Pr_70_75_94_80 Static filament warning beacons
Pr_70_75_94_99 Xenon warning beacons
Pr_75 Services control products
Pr_75_30 Opening control products
Pr_75_30_23 Door and gate operating hardware
Pr_75_30_23_00 Articulated arm swing gate operators
Pr_75_30_23_01 Automatic door access control mats
Pr_75_30_23_02 Automatic door presence safety sensors
Pr_75_30_23_03 Automatic gate presence safety sensors
Pr_75_30_23_04 Automatic sliding door operator control panels
Pr_75_30_23_05 Automatic sliding door operators
Pr_75_30_23_06 Automatic sliding gate operator control panels
Pr_75_30_23_07 Automatic swing door operator control panels
Pr_75_30_23_08 Automatic swing gate operator control panels
Pr_75_30_23_09 Automatic swing-door operators
Pr_75_30_23_21 Dock leveller controllers
Pr_75_30_23_22 Door access control pushpads
Pr_75_30_23_26 Electromagnetic door holders
Pr_75_30_23_27 Electromagnetic door hold-open and swing-free devices
Pr_75_30_23_31 Folding gate automation mechanisms
Pr_75_30_23_33 Garage door operators
Pr_75_30_23_36 Handheld door and gate remote controllers
Pr_75_30_23_40 Hinged and swing gate automation mechanisms
Pr_75_30_23_42 Hydraulic automation mechanisms
Pr_75_30_23_70 Rack and pinion sliding gate operators
Pr_75_30_23_72 Rising arm automation mechanisms
Pr_75_30_23_76 Sliding gate automation mechanisms
Pr_75_30_23_92 Underground swing gate operators
Pr_75_30_23_94 Vehicle induction loop detectors
Pr_75_30_23_96 Worm drive swing gate operators
Pr_75_30_27 Electric door locking hardware
Pr_75_30_27_26 Electric strikes and faceplates
Pr_75_30_27_27 Electromechanical door locks
Pr_75_30_27_50 Magnetic locks
Pr_75_30_27_51 Magnetic shear locks and strike plates
Pr_75_30_27_77 Shear locks and strike plates
Pr_75_30_27_80 Solenoid bolts
Pr_75_30_27_81 Solenoid latches and locks
Pr_75_50 Mechanical and electrical services control products
Pr_75_50_18 Controllers and control panels
Pr_75_50_18_02 Alarms
Pr_75_50_18_04 Automatic sprinkler system indicator panels
Pr_75_50_18_06 Automatic sprinkler electric pump control panels
Pr_75_50_18_10 Bus section control panels
Pr_75_50_18_11 Cableways section panels
Pr_75_50_18_13 Chain actuators
Pr_75_50_18_16 Control circuit supplies panels
Pr_75_50_18_17 Control panels
Pr_75_50_18_21 Damper actuators
Pr_75_50_18_26 Electric trace heating control and monitoring panels
Pr_75_50_18_28 Feeder section control panels
Pr_75_50_18_29 Field controllers
Pr_75_50_18_30 Flow sample gas detection control panels
Pr_75_50_18_31 Fire system indicator panels
Pr_75_50_18_32 FIre electric pump control panels
Pr_75_50_18_33 Gas detection control panels
Pr_75_50_18_37 Help point control panels
Pr_75_50_18_40 Incoming supply control panels
Pr_75_50_18_41 Instrumentation, automation and control panels
Pr_75_50_18_42 Irrigation control panels
Pr_75_50_18_45 Lift control panels
Pr_75_50_18_46 Linear actuators
Pr_75_50_18_47 Liquid leak detection control panels
Pr_75_50_18_51 Mechanical services control panels
Pr_75_50_18_53 Motor starters control panels
Pr_75_50_18_65 Pneumatic document conveyor control panels
Pr_75_50_18_66 Points heating control panels
Pr_75_50_18_67 Power factor correction control panels
Pr_75_50_18_69 Power quality filter section panels
Pr_75_50_18_80 Smoke and heat exhaust control panels
Pr_75_50_18_82 Solar collector control units
Pr_75_50_18_90 Telemetry control panels
Pr_75_50_18_92 Uninterruptible power supply control panels
Pr_75_50_18_93 Utility supply control panels
Pr_75_50_18_94 Valve actuators
Pr_75_50_18_96 Water display controls
Pr_75_50_18_98 Water quality controllers
Pr_75_50_33 Gas fire extinguishing controls
Pr_75_50_33_25 Electrical actuation devices
Pr_75_50_33_26 Emergency abort devices
Pr_75_50_33_27 Emergency hold devices
Pr_75_50_33_28 Extinguishing control panels
Pr_75_50_33_50 Manual triggering devices
Pr_75_50_33_56 Non-electrical gas fire extinguishing disable devices
Pr_75_50_33_64 Pneumatic heat actuators
Pr_75_50_33_88 Thermal links
Pr_75_50_46 Liquid level controllers and switches
Pr_75_50_46_27 Electronic liquid level controllers
Pr_75_50_46_29 Float liquid level controllers
Pr_75_50_46_30 Float switches
Pr_75_50_46_31 Flush control devices
Pr_75_50_46_42 Infrared flush controllers
Pr_75_50_46_46 Level controls and alarms
Pr_75_50_46_68 Push button flush controllers
Pr_75_50_47 Liquid level sensors
Pr_75_50_47_08 Buoyancy level sensors and switches
Pr_75_50_47_11 Capacitance and inductance sensors
Pr_75_50_47_34 Gravimetric and load cell sensors
Pr_75_50_47_35 Guided wave radar sensors
Pr_75_50_47_39 Hydrostatic sensors
Pr_75_50_47_50 Magnetic level gauge switches
Pr_75_50_47_51 Magnetorestrictive level transmitters
Pr_75_50_47_53 Maximum water level recorders
Pr_75_50_47_70 Radar sensors
Pr_75_50_47_73 Rotary paddle sensors
Pr_75_50_47_88 Thermal dispersion level switches
Pr_75_50_47_92 Ultrasonic sensors
Pr_75_50_47_94 Vibrating sensors
Pr_75_50_47_96 Water level gauge boards
Pr_75_50_47_97 Water level sensors
Pr_75_50_48 Liquid sensing devices
Pr_75_50_48_15 Chemical sensing cables
Pr_75_50_48_31 Fuel sensing cables
Pr_75_50_48_34 Ground water monitors
Pr_75_50_48_47 Leak sensing tapes
Pr_75_50_48_60 Pad leak sensors
Pr_75_50_48_67 Probe leak sensors
Pr_75_50_48_71 Remote sampling equipment
Pr_75_50_48_90 Transportable monitors
Pr_75_50_48_96 Water sensing cables
Pr_75_50_50 Measuring and monitoring relays
Pr_75_50_50_63 Phase monitoring relays
Pr_75_50_51 Medical gases controls
Pr_75_50_51_52 Medical gas area alarm panels
Pr_75_50_51_54 Medical gases central alarms
Pr_75_50_51_71 Remote start medical gas switch panels
Pr_75_50_51_94 Vacuum insulated evaporator (VIE) control panels
Pr_75_50_52 Meteorological instrumentation
Pr_75_50_52_03 Anemometers
Pr_75_50_52_06 Barometers
Pr_75_50_52_12 Ceilometers
Pr_75_50_52_39 Humidity and temperature probes
Pr_75_50_52_65 Present weather sensors
Pr_75_50_52_85 Storage rain gauges
Pr_75_50_52_90 Tipping bucket rain gauges
Pr_75_50_52_94 Visibility sensors
Pr_75_50_52_97 Weather stations
Pr_75_50_52_98 Weighing rain gauges
Pr_75_50_76 Sensors and detectors
Pr_75_50_76_02 Air quality sensors
Pr_75_50_76_03 Air temperature sensors
Pr_75_50_76_04 Ambient noise level sensors
Pr_75_50_76_12 Carbon monoxide detectors
Pr_75_50_76_16 Combined electronic current and voltage transducers
Pr_75_50_76_17 Combustion gas detectors
Pr_75_50_76_18 Current sensors
Pr_75_50_76_23 Disinfectant sensors
Pr_75_50_76_24 Dissolved oxygen sensors
Pr_75_50_76_25 Dry rot sensor sticks
Pr_75_50_76_27 Electronic trace heating thermostats
Pr_75_50_76_30 Flow in duct sensors
Pr_75_50_76_31 Flow in pipe sensors
Pr_75_50_76_33 Gas detectors
Pr_75_50_76_47 Liquid temperature sensors
Pr_75_50_76_51 Mechanical trace heating thermostats
Pr_75_50_76_58 Occupancy sensors
Pr_75_50_76_59 Passive infrared (PIR) sensors
Pr_75_50_76_60 pH value sensors
Pr_75_50_76_61 pH sensors
Pr_75_50_76_63 Photoelectric sensors
Pr_75_50_76_68 Pressure sensors
Pr_75_50_76_69 Proximity sensors and control units
Pr_75_50_76_71 Relative humidity sensors
Pr_75_50_76_73 Room temperature sensors
Pr_75_50_76_80 Sludge density sensors
Pr_75_50_76_83 Steam and condensate sensor chambers
Pr_75_50_76_84 Steam and condensate sensors
Pr_75_50_76_86 Suspended solids sensors
Pr_75_50_76_90 Turbidity sensors
Pr_75_50_76_95 Voltage sensors
Pr_75_50_76_97 Water pressure sensors
Pr_75_51 Motors, motor controls, control circuit devices and timeswitches
Pr_75_51_17 Control circuit devices and timeswitches
Pr_75_51_17_27 Emergency stop buttons
Pr_75_51_17_50 Manual control switches
Pr_75_51_17_66 Push button switches
Pr_75_51_17_75 Safety limit switches
Pr_75_51_17_78 Selector switches
Pr_75_51_17_87 Tariff and load control radio tele-switches
Pr_75_51_17_88 Tariff and load control time switches
Pr_75_51_17_89 Time switches
Pr_75_51_26 Electric motors
Pr_75_51_26_00 Alternating current (a.c.) capacitor start capacitor run motors
Pr_75_51_26_01 Alternating current (a.c.) capacitor motors
Pr_75_51_26_02 Alternating current (a.c.) split phase motors
Pr_75_51_26_03 Alternating current (a.c.) squirrel cage induction motors
Pr_75_51_26_04 Alternating current (a.c.) wound rotor induction motors
Pr_75_51_26_21 Direct current (d.c.) compound wound motors
Pr_75_51_26_22 Direct current (d.c.) permanent magnet motors
Pr_75_51_26_23 Direct current (d.c.) separately excited motors
Pr_75_51_26_24 Direct current (d.c.) series wound motors
Pr_75_51_26_25 Direct current (d.c.) shunt wound motors
Pr_75_51_26_92 Universal motors
Pr_75_51_35 Gearboxes
Pr_75_51_35_10 Bevel gearboxes
Pr_75_51_35_35 Helical gearboxes
Pr_75_51_35_65 Planetary gearboxes
Pr_75_51_35_80 Spur gearboxes
Pr_75_51_35_94 Variable speed hydraulic gearboxes
Pr_75_51_35_97 Worm gearboxes
Pr_75_51_52 Motor starters, variable frequency drives and contactors
Pr_75_51_52_01 Alternating current (a.c.) drives
Pr_75_51_52_02 Alternating current (a.c.) semiconductor motor controllers and starters
Pr_75_51_52_15 Control and protective switching devices
Pr_75_51_52_22 Direct-on-line starters
Pr_75_51_52_26 Electro-mechanical contactors
Pr_75_51_52_27 Electromechanical control circuit devices
Pr_75_51_52_58 Overload relays
Pr_75_51_52_82 Star delta starters
Pr_75_70 Power and lighting control products
Pr_75_75 Communications control products
Pr_75_75_04 Assistance and nurse call devices and control equipment
Pr_75_75_04_00 Assistance call acoustic hoods
Pr_75_75_04_01 Assistance call indicator units
Pr_75_75_04_02 Assistance call power supply units
Pr_75_75_04_03 Assistance call press button units
Pr_75_75_04_04 Assistance call pull cord units
Pr_75_75_04_05 Assistance call reset units
Pr_75_75_04_57 Nurse call buttons
Pr_75_75_04_58 Nurse call combined emergency/ patient call/ reset units
Pr_75_75_04_60 Nurse call overdoor indicators
Pr_75_75_04_61 Nurse call patient handsets
Pr_75_75_04_62 Nurse call patient pull cords
Pr_75_75_04_63 Nurse call power supply units
Pr_75_75_04_64 Nurse call reset units
Pr_75_75_04_65 Nurse call station indicator panels
Pr_75_75_04_66 Nurse emergency pull-switches
Pr_75_75_04_70 Passenger assistance help points
Pr_75_75_04_71 Passenger assistance intercom handsets
Pr_75_75_15 Computers and peripherals
Pr_75_75_15_11 Card printers
Pr_75_75_15_14 Combined photocopier- printer- scanners
Pr_75_75_15_15 Computer keyboards
Pr_75_75_15_16 Computer monitors
Pr_75_75_15_17 Computer mouse
Pr_75_75_15_21 Desktop computers
Pr_75_75_15_22 Digital cameras
Pr_75_75_15_24 Display screen monitors
Pr_75_75_15_36 Hard disk drives
Pr_75_75_15_45 Keyboard extenders
Pr_75_75_15_46 Laptop computers
Pr_75_75_15_63 Photocopiers
Pr_75_75_15_66 Printers
Pr_75_75_15_76 Scanners
Pr_75_75_15_80 Servers
Pr_75_75_15_84 Slot card cages
Pr_75_75_15_87 Tablet computers
Pr_75_75_15_90 Touchscreen monitors
Pr_75_75_27 Electronic access control products
Pr_75_75_27_01 Access control digital keypads - standalone
Pr_75_75_27_03 Access control units
Pr_75_75_27_05 Active proximity devices
Pr_75_75_27_07 Biometric fingerprint readers
Pr_75_75_27_08 Biometric hand geometry readers
Pr_75_75_27_23 Door status monitoring devices
Pr_75_75_27_27 Emergency door release break glass units
Pr_75_75_27_28 Emergency door release mechanisms
Pr_75_75_27_42 Intercom entrance panels
Pr_75_75_27_43 Intercom remote handsets
Pr_75_75_27_44 Intercom servers
Pr_75_75_27_50 Magnetic swipe card readers
Pr_75_75_27_51 Magnetic swipe cards
Pr_75_75_27_55 Multiple technology cards
Pr_75_75_27_57 Multi-technology readers
Pr_75_75_27_60 Passive proximity devices
Pr_75_75_27_67 Proximity card readers
Pr_75_75_27_68 Proximity cards
Pr_75_75_27_71 Request-to-exit buttons
Pr_75_75_27_72 Request to exit detectors
Pr_75_75_27_80 Smart card readers and writers
Pr_75_75_27_82 Smart devices
Pr_75_75_30 Fire alarm detection devices and control equipment
Pr_75_75_30_01 Aspirating sampling pipes
Pr_75_75_30_02 Aspirating sampling points
Pr_75_75_30_03 Aspirating smoke detectors
Pr_75_75_30_04 Aspirating smoke detector units
Pr_75_75_30_13 Carbon monoxide and heat multi-sensor detectors
Pr_75_75_30_15 Combined smoke and heat detectors
Pr_75_75_30_20 Domestic smoke and carbon monoxide detectors
Pr_75_75_30_22 Duct smoke detectors
Pr_75_75_30_29 Fire alarm panels
Pr_75_75_30_30 Fire alarm sounders
Pr_75_75_30_31 Fire detection and alarm power supply equipment
Pr_75_75_30_37 Heat alarms
Pr_75_75_30_41 Interface panels
Pr_75_75_30_50 Manual call points
Pr_75_75_30_52 Mimic alarm panels
Pr_75_75_30_55 Multisensor detectors
Pr_75_75_30_59 Optical beam smoke detectors
Pr_75_75_30_63 Point flame detectors
Pr_75_75_30_64 Point heat detectors
Pr_75_75_30_65 Point smoke detectors
Pr_75_75_30_70 Radio-linked interface modules
Pr_75_75_30_71 Remote indicators
Pr_75_75_30_77 Short-circuit isolators
Pr_75_75_30_80 Smoke alarms
Pr_75_75_30_81 Smoke and carbon monoxide multi-sensor detectors
Pr_75_75_30_82 Smoke and heat multi-sensor detectors
Pr_75_75_30_94 Vibrating pillow pads
Pr_75_75_30_95 Vibrating radio pager transmitters
Pr_75_75_30_96 Vibrating radio pagers
Pr_75_75_30_97 Visual alarm signal devices
Pr_75_75_30_98 Voice alarm control panels
Pr_75_75_32 Foreign object debris (FOD) detection equipment
Pr_75_75_32_27 Electro-optical FOD detection equipment
Pr_75_75_32_39 Hybrid FOD detection equipment
Pr_75_75_32_70 Radar FOD detection equipment
Pr_75_75_42 Intruder detection and alarm devices and control equipment
Pr_75_75_42_02 Acoustic detectors
Pr_75_75_42_08 Beam interruption detectors
Pr_75_75_42_11 Capacitive proximity detectors
Pr_75_75_42_16 Combined passive infrared and microwave detectors
Pr_75_75_42_17 Combined passive infrared and ultrasonic detectors
Pr_75_75_42_22 Deliberately operated intruder alarm devices
Pr_75_75_42_24 Door beam intruder detectors
Pr_75_75_42_28 External intruder alarm sounders
Pr_75_75_42_40 Internal electronic intruder alarm sounders
Pr_75_75_42_41 Intruder alarm panels
Pr_75_75_42_42 Intruder alarm remote keypads
Pr_75_75_42_52 Microwave detectors
Pr_75_75_42_60 Passive infrared detectors
Pr_75_75_42_67 Protective switches
Pr_75_75_42_92 Ultrasonic movement detectors
Pr_75_75_42_94 Vibrating intruder alarm pagers
Pr_75_75_42_95 Vibration detectors
Pr_75_75_42_96 Volumetric capacitive detectors
Pr_75_75_47 Lift control products
Pr_75_75_47_41 Illuminated landing indicators
Pr_75_75_47_43 Infrared landing controls
Pr_75_75_47_46 Landing call stations
Pr_75_75_50 Monitoring system control products
Pr_75_75_50_02 Alarm interface units
Pr_75_75_50_11 Camera control units
Pr_75_75_50_14 Camera power supply units
Pr_75_75_50_22 Demagnetizers
Pr_75_75_50_55 Multiplexors
Pr_75_75_50_60 Patch panels
Pr_75_75_50_70 Radio frequency (RF) modulators
Pr_75_75_50_94 Video input cards
Pr_75_75_50_95 Video matrix switch controllers
Pr_75_75_50_96 Video output cards
Pr_75_75_60 Passport control products
Pr_75_75_60_07 Biometric facial recognition products
Pr_75_75_60_08 Biometric iris recognition products
Pr_75_75_60_60 Passport readers
Pr_75_75_75 Security screening products
Pr_75_75_75_01 Advanced cabin baggage x-ray scanners
Pr_75_75_75_06 Back scatter x-ray security scanners
Pr_75_75_75_28 Explosive trace detection equipment
Pr_75_75_75_47 Liquid explosive detection equipment
Pr_75_75_75_52 Millimetre wave security scanners
Pr_75_75_75_96 Walk-through metal detectors
Pr_75_75_90 Transmission control products
Pr_75_75_90_16 Converter receivers
Pr_75_75_90_17 Converter senders
Pr_75_75_90_27 Encoders and decoders
Pr_75_75_90_30 Fibre receivers
Pr_75_75_90_31 Fibre transmitters
Pr_75_75_90_41 Infrared receivers
Pr_75_75_90_42 Infrared transmitters
Pr_75_75_90_50 Microwave transmission beacons
Pr_75_75_90_52 Microwave transmitters
Pr_75_75_90_65 Protocol converters
Pr_75_75_90_70 Radio interface units
Pr_75_75_90_71 Radio receivers
Pr_75_75_90_78 Sender modules
Pr_75_75_90_88 Telemetry receivers
Pr_75_75_90_89 Telemetry senders
Pr_75_75_90_90 Telemetry transmitters
Pr_75_75_90_91 Transmission modules
Pr_75_75_90_94 Video receivers
Pr_75_75_90_95 Video transmitters
Pr_75_75_94 Voice alarm and emergency voice communication equipment
Pr_75_75_94_03 Ambient noise sensing controllers
Pr_75_75_94_11 Cabinet voice alarm loudspeakers
Pr_75_75_94_15 Ceiling mounted voice alarm loudspeakers
Pr_75_75_94_19 Column voice alarm loudspeakers
Pr_75_75_94_22 Disabled refuge master stations
Pr_75_75_94_23 Disabled refuge outstations
Pr_75_75_94_27 Emergency voice communication radio based equipment
Pr_75_75_94_37 Horn voice alarm loudspeakers
Pr_75_75_94_41 Input cards
Pr_75_75_94_58 Output cards
Pr_75_75_94_60 Paging microphones
Pr_75_75_94_70 Radio microphones
Pr_75_75_94_72 Radio public address interface boards
Pr_75_75_94_74 Refuge point master stations
Pr_75_75_94_76 Refuge point outstations
Pr_75_75_94_93 Voice alarm control console
Pr_75_75_94_94 Voice alarm controller microphones
Pr_75_75_94_95 Voice alarm controllers
Pr_75_75_94_96 Voice alarm emergency microphones
Pr_75_75_94_97 Voice alarm power amplifiers
Pr_75_75_94_98 Voice alarm power supply units
Pr_80 Services general products
Pr_80_51 Measuring and metering products
Pr_80_51_30 Measuring flumes
Pr_80_51_30_20 Cutthroat flumes
Pr_80_51_30_38 HS/H/HL flumes
Pr_80_51_30_52 Montana flumes
Pr_80_51_30_60 Palmer-Bowlus flumes
Pr_80_51_30_61 Parshall flumes
Pr_80_51_30_70 RBC flumes
Pr_80_51_30_90 Trapezoidal flumes
Pr_80_51_30_94 Venturi flumes
Pr_80_51_46 Liquid flow meters
Pr_80_51_46_15 Coriolis flowmeters
Pr_80_51_46_27 Electromagnetic flow meters
Pr_80_51_46_55 Multiphase flowmeters
Pr_80_51_46_66 Primary flow differential pressure flowmeters
Pr_80_51_46_73 Rotary piston flowmeters
Pr_80_51_46_85 Swirl flowmeters
Pr_80_51_46_88 Thermal mass flowmeters
Pr_80_51_46_92 Ultrasonic flowmeters
Pr_80_51_51 Metering and test products
Pr_80_51_51_04 Analogue metering equipment
Pr_80_51_51_05 Ammeters
Pr_80_51_51_06 Audio frequency induction loop field strength meters
Pr_80_51_51_11 Call information logging equipment
Pr_80_51_51_15 Corrosion monitors
Pr_80_51_51_19 Current transformers
Pr_80_51_51_21 Differential pressure flow meters
Pr_80_51_51_22 Digital metering equipment
Pr_80_51_51_23 Digital multifunction metering equipment
Pr_80_51_51_28 Energy meters
Pr_80_51_51_30 Frequency meters
Pr_80_51_51_32 Fuel meters
Pr_80_51_51_33 Gas meters
Pr_80_51_51_37 Heat meters
Pr_80_51_51_50 Mass flow meters
Pr_80_51_51_57 Ohm meters
Pr_80_51_51_58 Oil meters
Pr_80_51_51_60 Phase meters
Pr_80_51_51_62 Piezometers
Pr_80_51_51_63 Power factor meters
Pr_80_51_51_64 Portable gas monitors
Pr_80_51_51_65 Portable leak monitors
Pr_80_51_51_66 Portable moisture monitors
Pr_80_51_51_67 Pressure meters
Pr_80_51_51_80 Soil moisture monitors
Pr_80_51_51_92 Ultrasonic flow meters
Pr_80_51_51_93 Vapour meters
Pr_80_51_51_94 Variable area flow meters
Pr_80_51_51_95 Voltmeters
Pr_80_51_51_96 Vortex flow meters
Pr_80_51_51_97 Water meters
Pr_80_51_51_98 Wattmeters
Pr_80_51_70 Rail and road measuring products
Pr_80_51_70_22 Digital straight edge gauges
Pr_80_51_70_44 Junction work gauges
Pr_80_51_70_64 Platform gauges
Pr_80_51_70_85 Straight edge gauges
Pr_80_51_70_88 Track geometry trolleys
Pr_80_51_70_89 Track gauges
Pr_80_51_70_90 Tunnel gauges
Pr_80_51_85 Structural instrumentation and monitoring products
Pr_80_51_85_01 Accelerometers
Pr_80_51_85_18 Crack gauges
Pr_80_51_85_21 Data loggers
Pr_80_51_85_27 Electrolevel sensor and microelectromechanical units
Pr_80_51_85_28 Extensometers
Pr_80_51_85_41 Inclinometers
Pr_80_51_85_45 Linear movement detectors
Pr_80_51_85_46 Liquid level gauges
Pr_80_51_85_47 Load cells
Pr_80_51_85_48 Logger box and readout box
Pr_80_51_85_66 Precise levels
Pr_80_51_85_84 Strain gauges
Pr_80_51_85_87 Tape extensometers
Pr_80_51_85_88 Tilt meters
Pr_80_51_85_90 Total stations
Pr_80_51_96 Weighbridge products
Pr_80_51_96_00 Above ground weighbridges
Pr_80_51_96_32 Fully inground weighbridges
Pr_80_51_96_55 Multiple deck weighbridges
Pr_80_51_96_71 Relocatable weighbridges
Pr_80_51_96_77 Semi-pit weighbridges
Pr_80_51_96_96 Wheel weigh pads
Pr_80_77 Services support and containment products
Pr_80_77_23 Dock shelters
Pr_80_77_23_30 Flap dock shelters
Pr_80_77_23_31 Foam pad (cushion) dock seals
Pr_80_77_23_42 Inflatable dock shelters
Pr_80_77_23_70 Retractable dock shelters
Pr_80_77_23_71 Rigid dock shelters
Pr_80_77_23_72 Rigid dock shelters with inflatable seals
Pr_80_77_27 Equipment boards, racks and supports
Pr_80_77_27_04 Audio-visual equipment racks
Pr_80_77_27_07 Ballasted mounting frames for solar modules
Pr_80_77_27_08 Battery shelving racks
Pr_80_77_27_15 Channel supports
Pr_80_77_27_31 Free standing mounting frames for solar modules
Pr_80_77_27_33 Gauge mounting boards
Pr_80_77_27_42 IT and telecommunications equipment racks
Pr_80_77_27_51 Metal cladding solar module clamps
Pr_80_77_27_53 Mounting plates
Pr_80_77_27_54 Multi-service transit seals
Pr_80_77_27_72 Roof anchors for solar modules
Pr_80_77_27_73 Roof equipment supports
Pr_80_77_27_80 Solar module support rails
Pr_80_77_27_91 Turbine support structures
Pr_80_77_28 Equipment enclosures, cabinets, boxes and housings
Pr_80_77_28_06 Balanced twisted-pair cabling patch panels
Pr_80_77_28_07 Boundary boxes
Pr_80_77_28_08 Cable junction boxes
Pr_80_77_28_09 Cable termination boxes
Pr_80_77_28_10 Camera brackets
Pr_80_77_28_11 Camera housings
Pr_80_77_28_13 Central battery enclosures
Pr_80_77_28_16 Control circuit device enclosures
Pr_80_77_28_21 Data equipment cabinets
Pr_80_77_28_22 Display monitor housings
Pr_80_77_28_24 Dry riser landing boxes
Pr_80_77_28_26 Fibre joint enclosures
Pr_80_77_28_27 Fibre optic patch panels
Pr_80_77_28_28 Fire equipment cabinets
Pr_80_77_28_29 Fire extinguisher cabinets
Pr_80_77_28_30 Fire hose cabinets
Pr_80_77_28_33 Generator enclosures
Pr_80_77_28_46 Large fire hydrant surface boxes
Pr_80_77_28_47 Loudspeaker protective cages
Pr_80_77_28_48 Loudspeaker rear protective enclosures
Pr_80_77_28_49 Low voltage switchgear enclosures
Pr_80_77_28_52 Meter cabinets
Pr_80_77_28_60 Padlock and key cabinets
Pr_80_77_28_65 Power factor correction equipment enclosures
Pr_80_77_28_70 Rack cabinets
Pr_80_77_28_77 Switchgear enclosures
Pr_80_77_28_78 Switchgear extension frames
Pr_80_77_28_84 Surveillance camera brackets
Pr_80_77_28_85 Surveillance camera housings
Pr_80_77_28_86 Telephone enclosures
Pr_80_77_28_88 Terminal air filter housings
Pr_80_77_28_94 Valve boxes
Pr_80_77_28_95 Video recorder cabinets
Pr_80_77_28_96 Water fire extinguishing inlet boxes
Pr_80_77_28_97 Water fire extinguishing surface boxes
Pr_80_77_28_98 Weatherproof equipment enclosures
Pr_80_77_46 Lift enclosures, access and supports
Pr_80_77_46_32 Free standing self-supporting lift shafts
Pr_80_77_46_46 Lift cars
Pr_80_77_48 Lighting columns, brackets and bollards
Pr_80_77_48_01 Aluminium column luminaire brackets
Pr_80_77_48_02 Aluminium lighting bollards
Pr_80_77_48_03 Aluminium lighting columns
Pr_80_77_48_04 Aluminium luminaire brackets
Pr_80_77_48_15 Concrete lighting bollards
Pr_80_77_48_16 Concrete lighting columns
Pr_80_77_48_23 Double lighting columns
Pr_80_77_48_55 Multiple light columns
Pr_80_77_48_63 Plastics lighting bollards
Pr_80_77_48_64 Plastics lighting columns
Pr_80_77_48_78 Steel column luminaire brackets
Pr_80_77_48_79 Steel lighting bollards
Pr_80_77_48_80 Steel lighting columns
Pr_80_77_48_81 Steel luminaire brackets
Pr_80_77_76 Services insulation and protection products
Pr_80_77_76_03 Aluminium sheet insulation casing
Pr_80_77_76_11 Calcium silicate preformed section and slab insulation
Pr_80_77_76_12 Canvas insulation protection
Pr_80_77_76_13 Carbon steel sheet insulation casing
Pr_80_77_76_25 Ethylene propylene diene monomer (EPDM) rubber insulation
Pr_80_77_76_29 Flexible elastomeric foam insulation
Pr_80_77_76_34 Glass wool cloth insulation protection
Pr_80_77_76_47 Loadbearing pipeline support insulation
Pr_80_77_76_52 Mineral wool duct metal mesh faced mattress insulation
Pr_80_77_76_53 Mineral wool duct slab insulation
Pr_80_77_76_54 Mineral wool pipe section insulation
Pr_80_77_76_58 Nitrile rubber insulation
Pr_80_77_76_62 Phenolic foam insulation
Pr_80_77_76_64 Polyisobutylene insulation protection
Pr_80_77_76_65 Polyisocyanurate (PIR) insulation
Pr_80_77_76_76 Self-adhesive insulation casing
Pr_80_77_76_85 Stainless steel sheet insulation casing
Pr_80_77_76_92 Unplasticized polyvinylchloride (PVC-U) sheet insulation casing
Pr_80_77_76_94 Valve and flange insulation
Pr_80_77_76_95 Valve and flange insulation casing
Pr_80_77_94 Vibration isolation products
Pr_80_77_94_15 Compression isolators
Pr_80_77_94_30 Flexible vibration isolation hoses
Pr_80_77_94_40 Inertia bases
Pr_80_77_94_42 Isolation hangers
Pr_80_77_94_50 Mat mountings
Pr_80_77_94_60 Pad mountings
Pr_80_77_94_65 Pneumatic isolation mounts
Pr_80_77_94_74 Rubber bellows
Pr_80_77_94_84 Spring isolators
Pr_85 Process engineering products
Pr_85_51 Milling products
Pr_85_51_34 Grain milling products
Pr_85_51_34_51 Millstones
Pr_85_51_51 Mineral milling products
Pr_85_51_87 Textile milling products
Pr_85_51_88 Timber milling products
Pr_85_73 Robotic products
Pr_90 Soft facility management products